## BoQ1 (hidden)
Item Rate BoQ
BoQ_Ver3.0 | Item Rate | Normal | INR Only | INR
Select, Excess (+), Less (-) |  | Less (-)
Tender Inviting Authority: CGM(PP&D), AEGCL
Name of Work: Supply of 132/33 kV GIS Equipments for Amingaon GIS under NESIDS fund [ Schedule 1-Supply ]
Contract No: Nil
Name of the Bidder/ Bidding Firm / Company :
PRICE SCHEDULE (This BOQ template must not be modified/replaced by the bidder and the same should be uploaded after filling the relevent columns, else the bidder is liable to be rejected for this tender. Bidders are allowed to enter the Bidder Name and Values only )
NUMBER # | TEXT # | TEXT # | NUMBER # | TEXT # | NUMBER | NUMBER | TEXT | TEXT # | NUMBER # | TEXT# | TEXT # | NUMBER # | NUMBER | NUMBER | NUMBER | NUMBER | TEXT | TEXT | NUMBER | NUMBER | NUMBER | NUMBER | TEXT | TEXT | NUMBER | NUMBER | NUMBER | NUMBER | TEXT | TEXT | NUMBER | NUMBER | NUMBER | NUMBER | TEXT | TEXT | NUMBER | NUMBER | NUMBER | NUMBER | TEXT | TEXT | NUMBER | NUMBER | NUMBER # | NUMBER # | TEXT | TEXT | NUMBER # | NUMBER # | DATE | NUMBER # | NUMBER # | TEXT #
Sl. No. | Item Description | Item Code / Make | Quantity | Units | Estimated Rate in Rs. P |  |  | Addition / Deduction | Addition / Deduction Values | Currency Convertion against each Item | Quoted Currency in INR / Other Currency | Unit ExWorks (exclusive of taxes) In Figures To be entered by the Bidder in Rs. P | Excise Duty | VAT | Freight and Insurance Charges ( incl Unloading & Stacking) | Any Other Taxes/Duties/Levies |  |  | Other Taxes 2 | IIIrd Party i.e DGS&D / RITES etc Inspection Charges @0.34%+Service Tax | Less for Cenvat Credit,if any respect of Supplies Under full Excise Duty Category | [30 empty] | TOTAL AMOUNT (Without Taxes) in Rs. P | TOTAL AMOUNT With Taxes | TOTAL AMOUNT In Words
1 | 2 | 3 | 4 | 5 | 6 | 7 | 8 | 9 | 10 | 11 | 12 | 13 | 14 | 15 | 16 | 17 | 18 | 19 | 20 | 21 | 22 | 23 | 24 | 25 | 26 | 27 | 28 | 29 | 30 | 31 | 32 | 33 | 34 | 35 | 36 | 37 | 38 | 39 | 40 | 41 | 42 | 43 | 44 | 45 | 46 | 47 | 48 | 49 | 50 | 51 | 52 | 53 | 54 | 55
1 | Supply of 132kV GIS Equipments( Supply A)
1.1 | 145kV, 3150A, 40kA for 4 second, SF6 gas-insulated metal enclosed Transformer bay module each set comprising of One (1) number 3-phase, 3150A, SF6 insulated circuit breaker complete with operating mechanism; Three (3) numbers 1-phase, 5-core, multi ratio,600-300/1-1-1-1-1A current transformers; Three (3) numbers 3-phase, 3150A, group operated isolators/disconnectors, complete with manual and motor driven operating mechanisms; One (1) number 3-phase, group operated safety grounding switches, complete with manual and motor driven operating mechanisms; Gas monitoring devices, barriers, pressure switches, UHF PD Sensors, support structure etc. as required; Local Bay control cubicle.(Stand Alone or Integrated) | Item 1 | 2 | Sets |  |  |  | Excess(+) | 1 | Full Conversion | INR | [40 empty] | 0 | 0 | INR Zero Only | 1.01 | Supplying, Conveying and fixing spls. Including eart | item1 | 123.223 | Nos
1.2 | Three phase, 3150A, 40kA for 4 second, SF6 gas-insulated metal enclosed bus bar of 145kV, each set comprising of Bus bars enclosures running from the existing Bus bar Module to interconnect each of the Transformer circuit breaker bay modules in Double Bus bar configuration; Gas monitoring devices, barriers, pressure switches, UHF PD Sensors, support structure, foundation bolt etc. as required | Item 2 | 2 | Sets |  |  |  | Excess(+) | 1 | Full Conversion | INR | [40 empty] | 0 | 0 | INR Zero Only | 1.01 | Supplying, Conveying and fixing spls. Including eart | item1 | 123.223 | Nos
1.3 | 145kV, 3150A, 40 kA for 4 sec, 3- phase SF6 to air bushings along with termination module & support structure for outdoor connections to connect GIS with 145kV side of Power transformer. | Item 3 | 2 | Sets |  |  |  | Excess(+) | 1 | Full Conversion | INR | [40 empty] | 0 | 0 | INR Zero Only | 1.01 | Supplying, Conveying and fixing spls. Including eart | item1 | 123.223 | Nos
1.4 | 145kV, 3150A, 40kA for 4 second, 3-Ph encapsulated, SF6 Gas Insulated Bus Duct (GIB) outside GIS hall including Bus Duct support structure and associated accessories along with jointing elements | Item 4 | 75 | RM |  |  |  | Excess(+) | 1 | Full Conversion | INR | [40 empty] | 0 | 0 | INR Zero Only | 1.01 | Supplying, Conveying and fixing spls. Including eart | item1 | 123.223 | Nos
1.5 | Erection Hardware for 145kV GIS Termination arrangement for Transformer bay Modules | Item 5 | 2 | Nos |  |  |  | Excess(+) | 1 | Full Conversion | INR | [40 empty] | 0 | 0 | INR Zero Only | 1.01 | Supplying, Conveying and fixing spls. Including eart | item1 | 123.223 | Nos
2 | Supply of outdoor bay equipments (Supply B) | Item 6
2.01 | Transformer | Item 7
2.02 | 50 MVA, 132/33 kV, 3-Ph, YNyn0, Z =12.5 %, ONAN/ONAF with copper wound Power Transformer with OLTC(+5% to -15% in steps of 1.25%) , RTCC panel including all cabling, insulating oil for the transformer plus 10% spare oil, supplied with Bushing mounted NCT on HV & LV side & complete with all fittings and accessories to meet the technical specification including cost of all routine test including loading and unloading at site.The Transformer shall be suitable for 4" Aluminium Tubular Conductor termination on HV and LV side. | Item 8 | 2 | No |  |  |  | Excess(+) | 1 | Full Conversion | INR | [40 empty] | 0 | 0 | INR Zero Only | 1.01 | Supplying, Conveying and fixing spls. Including eart | item1 | 123.223 | Nos
2.03 | Online DGA | Item 9 | 2 | No |  |  |  | Excess(+) | 1 | Full Conversion | INR | [40 empty] | 0 | 0 | INR Zero Only | 1.01 | Supplying, Conveying and fixing spls. Including eart | item1 | 123.223 | Nos
2.04 | Online Insulating oil drying system | Item 10 | 2 | Sets |  |  |  | Excess(+) | 1 | Full Conversion | INR | [40 empty] | 0 | 0 | INR Zero Only | 1.01 | Supplying, Conveying and fixing spls. Including eart | item1 | 123.223 | Nos
2.05 | Lightning Arrester | Item 11
2.06 | 120 kV, 10 kA, Metal Oxide type, heavy duty, station class 3, Lightning Arrestor complete with Pipe Structures, Surge Counter, Hardware fittings and Clamps and Connectors as per specification | Item 12 | 6 | No |  |  |  | Excess(+) | 1 | Full Conversion | INR | [40 empty] | 0 | 0 | INR Zero Only | 1.01 | Supplying, Conveying and fixing spls. Including eart | item1 | 123.223 | Nos
2.07 | 30 kV,10 kA, Metal Oxide type, heavy duty, station class Lightning Arrestor complete with Pipe Structures, Surge Counter, Hardware fittings and Clamps and Connectors as per specification | Item 13 | 6 | No |  |  |  | Excess(+) | 1 | Full Conversion | INR | [40 empty] | 0 | 0 | INR Zero Only | 1.01 | Supplying, Conveying and fixing spls. Including eart | item1 | 123.223 | Nos
2.08 | Supply of 33kV XLPE Cable and Termination Kit | Item 14
2.09 | 1000 sqmm, 33kV, 1-Core, XLPE Armoured Cu cable alongwith related accessories | Item 15 | 200 | Mtr |  |  |  | Excess(+) | 1 | Full Conversion | INR | [40 empty] | 0 | 0 | INR Zero Only | 1.01 | Supplying, Conveying and fixing spls. Including eart | item1 | 123.223 | Nos
2.1 | 33kV Cable Termination Kit (both indoor and outdoor) along with its accessories. | Item 16 | 4 | Set |  |  |  | Excess(+) | 1 | Full Conversion | INR | [40 empty] | 0 | 0 | INR Zero Only | 1.01 | Supplying, Conveying and fixing spls. Including eart | item1 | 123.223 | Nos
2.11 | 33kV Support Structure for Outdoor Cable Termination Kit | Item 17 | 2 | Nos |  |  |  | Excess(+) | 1 | Full Conversion | INR | [40 empty] | 0 | 0 | INR Zero Only | 1.01 | Supplying, Conveying and fixing spls. Including eart | item1 | 123.223 | Nos
2.12 | LT Power Cable (1.1kV grade) | Item 18
2.13 | (i) 2C, 6 mm2 | Item 19 | 400 | Mtr |  |  |  | Excess(+) | 1 | Full Conversion | INR | [40 empty] | 0 | 0 | INR Zero Only | 1.01 | Supplying, Conveying and fixing spls. Including eart | item1 | 123.223 | Nos
2.14 | (ii) 4C, 16 mm2 | Item 20 | 400 | Mtr |  |  |  | Excess(+) | 1 | Full Conversion | INR | [40 empty] | 0 | 0 | INR Zero Only | 1.01 | Supplying, Conveying and fixing spls. Including eart | item1 | 123.223 | Nos
2.15 | (iii) 3½ C, 35 mm2 | Item 21 | 400 | Mtr |  |  |  | Excess(+) | 1 | Full Conversion | INR | [40 empty] | 0 | 0 | INR Zero Only | 1.01 | Supplying, Conveying and fixing spls. Including eart | item1 | 123.223 | Nos
2.16 | (iv) 3½ C, 70 mm2 | Item 22 | 400 | Mtr |  |  |  | Excess(+) | 1 | Full Conversion | INR | [40 empty] | 0 | 0 | INR Zero Only | 1.01 | Supplying, Conveying and fixing spls. Including eart | item1 | 123.223 | Nos
2.17 | (v) 3½ C, 300 mm2 | Item 23 | 400 | Mtr |  |  |  | Excess(+) | 1 | Full Conversion | INR | [40 empty] | 0 | 0 | INR Zero Only | 1.01 | Supplying, Conveying and fixing spls. Including eart | item1 | 123.223 | Nos
2.18 | (vi) Cable Supports and fittings | Item 24 | 1 | LS |  |  |  | Excess(+) | 1 | Full Conversion | INR | [40 empty] | 0 | 0 | INR Zero Only | 1.01 | Supplying, Conveying and fixing spls. Including eart | item1 | 123.223 | Nos
2.19 | LT Control Cable | Item 25
2.2 | (i) 4C, 2.5 mm2 | Item 26 | 250 | Mtr |  |  |  | Excess(+) | 1 | Full Conversion | INR | [40 empty] | 0 | 0 | INR Zero Only | 1.01 | Supplying, Conveying and fixing spls. Including eart | item1 | 123.223 | Nos
2.21 | (ii) 7C, 1.5 mm2 | Item 27 | 250 | Mtr |  |  |  | Excess(+) | 1 | Full Conversion | INR | [40 empty] | 0 | 0 | INR Zero Only | 1.01 | Supplying, Conveying and fixing spls. Including eart | item1 | 123.223 | Nos
2.22 | (iii) 12C, 1.5 mm2 | Item 28 | 250 | Mtr |  |  |  | Excess(+) | 1 | Full Conversion | INR | [40 empty] | 0 | 0 | INR Zero Only | 1.01 | Supplying, Conveying and fixing spls. Including eart | item1 | 123.223 | Nos
2.23 | (iv) 19C, 1.5 mm2 | Item 29 | 250 | Mtr |  |  |  | Excess(+) | 1 | Full Conversion | INR | [40 empty] | 0 | 0 | INR Zero Only | 1.01 | Supplying, Conveying and fixing spls. Including eart | item1 | 123.223 | Nos
2.24 | Earthing | Item 30
2.25 | Main Earthing Conductor 40mm dia MS Rod | Item 31 | 600 | meter |  |  |  | Excess(+) | 1 | Full Conversion | INR | [40 empty] | 0 | 0 | INR Zero Only | 1.01 | Supplying, Conveying and fixing spls. Including eart | item1 | 123.223 | Nos
2.26 | Earthing Conductor: 40mm dia MS Rod For Riser From The Burial Earth Mat To Equipment,Structure Etc) | Item 32 | 600 | meter |  |  |  | Excess(+) | 1 | Full Conversion | INR | [40 empty] | 0 | 0 | INR Zero Only | 1.01 | Supplying, Conveying and fixing spls. Including eart | item1 | 123.223 | Nos
2.27 | Earthing Conductor: 75X12mm GI Flat For Equipment and Structure Earthing | Item 33 | 300 | meter |  |  |  | Excess(+) | 1 | Full Conversion | INR | [40 empty] | 0 | 0 | INR Zero Only | 1.01 | Supplying, Conveying and fixing spls. Including eart | item1 | 123.223 | Nos
2.28 | Earthing Conductor: 50X6 mm GI(HDG) Flat For Riser For Console Box,Lt Panels,Dc Panels,Marshalling Boxes, Cable Trenches Etc) | Item 34 | 150 | meter |  |  |  | Excess(+) | 1 | Full Conversion | INR | [40 empty] | 0 | 0 | INR Zero Only | 1.01 | Supplying, Conveying and fixing spls. Including eart | item1 | 123.223 | Nos
2.29 | Earthing Device & Associated Accessories (50 mm Heavy Duty GI Perforated Pipe 3 Mtrs Long For Treated Earth Pit) | Item 35 | 6 | Nos. |  |  |  | Excess(+) | 1 | Full Conversion | INR | [40 empty] | 0 | 0 | INR Zero Only | 1.01 | Supplying, Conveying and fixing spls. Including eart | item1 | 123.223 | Nos
2.3 | Earthing Device & Associated Accessories 40Mm Ms Rod 3 Mtrs Long For Non Treated Earth Pit) | Item 36 | 60 | Nos. |  |  |  | Excess(+) | 1 | Full Conversion | INR | [40 empty] | 0 | 0 | INR Zero Only | 1.01 | Supplying, Conveying and fixing spls. Including eart | item1 | 123.223 | Nos
2.31 | Separate Earthing For 145 Kv GIS Modules | Item 37 | 1 | JOB |  |  |  | Excess(+) | 1 | Full Conversion | INR | [40 empty] | 0 | 0 | INR Zero Only | 1.01 | Supplying, Conveying and fixing spls. Including eart | item1 | 123.223 | Nos
2.32 | Separate Earthing For 145 Kv GIS Building | Item 38 | 1 | JOB |  |  |  | Excess(+) | 1 | Full Conversion | INR | [40 empty] | 0 | 0 | INR Zero Only | 1.01 | Supplying, Conveying and fixing spls. Including eart | item1 | 123.223 | Nos
2.33 | Separate Earthing For 36 Kv Indoor AIS Equipment | Item 39 | 1 | JOB |  |  |  | Excess(+) | 1 | Full Conversion | INR | [40 empty] | 0 | 0 | INR Zero Only | 1.01 | Supplying, Conveying and fixing spls. Including eart | item1 | 123.223 | Nos
2.34 | Separate Earthing For 36 Kv Indoor AIS Building | Item 40 | 1 | JOB |  |  |  | Excess(+) | 1 | Full Conversion | INR | [40 empty] | 0 | 0 | INR Zero Only | 1.01 | Supplying, Conveying and fixing spls. Including eart | item1 | 123.223 | Nos
2.35 | Other Earthing Accessories | Item 41 | 1 | Lot |  |  |  | Excess(+) | 1 | Full Conversion | INR | [40 empty] | 0 | 0 | INR Zero Only | 1.01 | Supplying, Conveying and fixing spls. Including eart | item1 | 123.223 | Nos
2.36 | Fire Protection System for Transformer | Item 42
2.37 | NIFPS | Item 43
2.38 | N2 Fire Prevention and extinguishing System for transformer with complete accessories and related Civil and Electrical works. | Item 44 | 2 | No |  |  |  | Excess(+) | 1 | Full Conversion | INR | [40 empty] | 0 | 0 | INR Zero Only | 1.01 | Supplying, Conveying and fixing spls. Including eart | item1 | 123.223 | Nos
2.39 | HVWS | Item 45
2.4 | HVW spray system, Hydrant System and complete U/G and O/G Piping and accessories etc and associated Civil Works for fire protection system for 2 nos 50 MVA 132/33kV Transformer | Item 46 | 1 | Set |  |  |  | Excess(+) | 1 | Full Conversion | INR | [40 empty] | 0 | 0 | INR Zero Only | 1.01 | Supplying, Conveying and fixing spls. Including eart | item1 | 123.223 | Nos
2.41 | HVWS System for 50 MVA ICT | Item 47 | 2 | Set |  |  |  | Excess(+) | 1 | Full Conversion | INR | [40 empty] | 0 | 0 | INR Zero Only | 1.01 | Supplying, Conveying and fixing spls. Including eart | item1 | 123.223 | Nos
2.42 | Portable/Wheel/ Trolley mounted Fire Extinguishers | Item 48
2.43 | 22.5 Kg capacity FE CO2 type, Trolley Mounted | Item 49 | 4 | Nos |  |  |  | Excess(+) | 1 | Full Conversion | INR | [40 empty] | 0 | 0 | INR Zero Only | 1.01 | Supplying, Conveying and fixing spls. Including eart | item1 | 123.223 | Nos
2.44 | 25 Kg Capacity FE DCP type, Trolley Mounted | Item 50 | 4 | Nos |  |  |  | Excess(+) | 1 | Full Conversion | INR | [40 empty] | 0 | 0 | INR Zero Only | 1.01 | Supplying, Conveying and fixing spls. Including eart | item1 | 123.223 | Nos
2.45 | DCP 10 Kg Capacity, Wall mounted | Item 51 | 6 | Nos |  |  |  | Excess(+) | 1 | Full Conversion | INR | [40 empty] | 0 | 0 | INR Zero Only | 1.01 | Supplying, Conveying and fixing spls. Including eart | item1 | 123.223 | Nos
2.46 | FE CO2 6.5 Kg capacity, Wall mounted | Item 52 | 4 | Nos |  |  |  | Excess(+) | 1 | Full Conversion | INR | [40 empty] | 0 | 0 | INR Zero Only | 1.01 | Supplying, Conveying and fixing spls. Including eart | item1 | 123.223 | Nos
2.47 | DCP 5 Kg Capacity, Wall mounted | Item 53 | 5 | Nos |  |  |  | Excess(+) | 1 | Full Conversion | INR | [40 empty] | 0 | 0 | INR Zero Only | 1.01 | Supplying, Conveying and fixing spls. Including eart | item1 | 123.223 | Nos
2.48 | Foam Type 9 liter Capacity, Wall mounted | Item 54 | 4 | Nos |  |  |  | Excess(+) | 1 | Full Conversion | INR | [40 empty] | 0 | 0 | INR Zero Only | 1.01 | Supplying, Conveying and fixing spls. Including eart | item1 | 123.223 | Nos
2.49 | Water CO2 9 liter, Wall mounted | Item 55 | 6 | Nos |  |  |  | Excess(+) | 1 | Full Conversion | INR | [40 empty] | 0 | 0 | INR Zero Only | 1.01 | Supplying, Conveying and fixing spls. Including eart | item1 | 123.223 | Nos
2.5 | Fire Buckets (12 Nos. with stand in one set) | Item 56 | 1 | Set |  |  |  | Excess(+) | 1 | Full Conversion | INR | [40 empty] | 0 | 0 | INR Zero Only | 1.01 | Supplying, Conveying and fixing spls. Including eart | item1 | 123.223 | Nos
2.51 | Supply of indoor floor mounted, SIMPLEX type control and relay panels, with mimic & annunciation panel for 132kV system as per specification comprising of the C & R panels and shall be complete with Numerical Relays and SAMAST Compliant ABT meters as per the Technical specifications & shall be compatible for SCADA/SAS. | Item 57
2.52 | 132kV Panels | Item 58
2.53 | Transformer Protection Panel | Item 59 | 1 | No |  |  |  | Excess(+) | 1 | Full Conversion | INR | [40 empty] | 0 | 0 | INR Zero Only | 1.01 | Supplying, Conveying and fixing spls. Including eart | item1 | 123.223 | Nos
2.54 | Substation Automation System | Item 60
2.55 | Necessary Hardware, Software and License for Modification/ Upgradation of the existing SAS (including transmittal of telemetry data for HV & LV side of both the Transformer) for 132 kV System. | Item 61 | 1 | LS |  |  |  | Excess(+) | 1 | Full Conversion | INR | [40 empty] | 0 | 0 | INR Zero Only | 1.01 | Supplying, Conveying and fixing spls. Including eart | item1 | 123.223 | Nos
2.56 | Transformer Protection Panel | Item 62 | 1 | No |  |  |  | Excess(+) | 1 | Full Conversion | INR | [40 empty] | 0 | 0 | INR Zero Only | 1.01 | Supplying, Conveying and fixing spls. Including eart | item1 | 123.223 | Nos
2.57 | Conductor / IPS Al Tube | Item 63
2.58 | 4" IPS Al Tube | Item 64 | 80 | Mtr |  |  |  | Excess(+) | 1 | Full Conversion | INR | [40 empty] | 0 | 0 | INR Zero Only | 1.01 | Supplying, Conveying and fixing spls. Including eart | item1 | 123.223 | Nos
2.59 | Lightning protection | Item 65
2.6 | Lightning Mast (LM)- 40m | Item 66 | 1 | No |  |  |  | Excess(+) | 1 | Full Conversion | INR | [40 empty] | 0 | 0 | INR Zero Only | 1.01 | Supplying, Conveying and fixing spls. Including eart | item1 | 123.223 | Nos
2.61 | Illumination system for Outdoor Lighting (Switchyard and Street lighting) | Item 67
2.62 | Lighting Panel | Item 68
2.63 | Lighting Panel Type ACP-2 | Item 69 | 1 | Nos |  |  |  | Excess(+) | 1 | Full Conversion | INR | [40 empty] | 0 | 0 | INR Zero Only | 1.01 | Supplying, Conveying and fixing spls. Including eart | item1 | 123.223 | Nos
2.64 | Sub lighting panel type SLP | Item 70 | 2 | Nos |  |  |  | Excess(+) | 1 | Full Conversion | INR | [40 empty] | 0 | 0 | INR Zero Only | 1.01 | Supplying, Conveying and fixing spls. Including eart | item1 | 123.223 | Nos
2.65 | lighting Fixtures and Receptacles including junction box, lighting wires and flexible conduit (if required) from junction box to lighting fixture, mounting arrangement and other accessories/ materials etc as required for complete installation and commissioning of lighting fixture | Item 71
2.66 | Lighting Fixture Type SF1 | Item 72 | 4 | Nos |  |  |  | Excess(+) | 1 | Full Conversion | INR | [40 empty] | 0 | 0 | INR Zero Only | 1.01 | Supplying, Conveying and fixing spls. Including eart | item1 | 123.223 | Nos
2.67 | Lighting Fixture Type SF2 | Item 73 | 2 | Nos |  |  |  | Excess(+) | 1 | Full Conversion | INR | [40 empty] | 0 | 0 | INR Zero Only | 1.01 | Supplying, Conveying and fixing spls. Including eart | item1 | 123.223 | Nos
2.68 | Lighting Fixture Type SF4 | Item 74 | 2 | Nos |  |  |  | Excess(+) | 1 | Full Conversion | INR | [40 empty] | 0 | 0 | INR Zero Only | 1.01 | Supplying, Conveying and fixing spls. Including eart | item1 | 123.223 | Nos
2.69 | Mandatory Spare Parts | Item 75
2.7 | For 132/33KV,50MVA Transformers | Item 76
2.71 | 145kV H.V. Bushing with metal parts and Gaskets | Item 77 | 2 | No |  |  |  | Excess(+) | 1 | Full Conversion | INR | [40 empty] | 0 | 0 | INR Zero Only | 1.01 | Supplying, Conveying and fixing spls. Including eart | item1 | 123.223 | Nos
2.72 | HV side neutral bushing | Item 78 | 2 | No |  |  |  | Excess(+) | 1 | Full Conversion | INR | [40 empty] | 0 | 0 | INR Zero Only | 1.01 | Supplying, Conveying and fixing spls. Including eart | item1 | 123.223 | Nos
2.73 | 36KV LV bushing | Item 79 | 2 | No |  |  |  | Excess(+) | 1 | Full Conversion | INR | [40 empty] | 0 | 0 | INR Zero Only | 1.01 | Supplying, Conveying and fixing spls. Including eart | item1 | 123.223 | Nos
2.74 | 36kV Neutral Bushing with metal parts and gaskets | Item 80 | 2 | No |  |  |  | Excess(+) | 1 | Full Conversion | INR | [40 empty] | 0 | 0 | INR Zero Only | 1.01 | Supplying, Conveying and fixing spls. Including eart | item1 | 123.223 | Nos
2.75 | Local and remote winding temperature indicators with alarm and trip contacts and maximum reading pointer | Item 81 | 2 | Set |  |  |  | Excess(+) | 1 | Full Conversion | INR | [40 empty] | 0 | 0 | INR Zero Only | 1.01 | Supplying, Conveying and fixing spls. Including eart | item1 | 123.223 | Nos
2.76 | Oil temperature indictor with alarm and trip contacts and maximum reading pointer | Item 82 | 2 | Set |  |  |  | Excess(+) | 1 | Full Conversion | INR | [40 empty] | 0 | 0 | INR Zero Only | 1.01 | Supplying, Conveying and fixing spls. Including eart | item1 | 123.223 | Nos
2.77 | Pressure relief device for main tank | Item 83 | 4 | Set |  |  |  | Excess(+) | 1 | Full Conversion | INR | [40 empty] | 0 | 0 | INR Zero Only | 1.01 | Supplying, Conveying and fixing spls. Including eart | item1 | 123.223 | Nos
2.78 | Pressure relief device for OLTC | Item 84 | 4 | Set |  |  |  | Excess(+) | 1 | Full Conversion | INR | [40 empty] | 0 | 0 | INR Zero Only | 1.01 | Supplying, Conveying and fixing spls. Including eart | item1 | 123.223 | Nos
2.79 | Silica Gel/ Maintenance free breather assembly (one of each type) for Conservator and OLTC | Item 85 | 2 | Set |  |  |  | Excess(+) | 1 | Full Conversion | INR | [40 empty] | 0 | 0 | INR Zero Only | 1.01 | Supplying, Conveying and fixing spls. Including eart | item1 | 123.223 | Nos
2.8 | Magnetic oil level gauge with low oil level alarm contacts | Item 86 | 2 | Set |  |  |  | Excess(+) | 1 | Full Conversion | INR | [40 empty] | 0 | 0 | INR Zero Only | 1.01 | Supplying, Conveying and fixing spls. Including eart | item1 | 123.223 | Nos
2.81 | Oil Flow indicator with contacts | Item 87 | 2 | Set |  |  |  | Excess(+) | 1 | Full Conversion | INR | [40 empty] | 0 | 0 | INR Zero Only | 1.01 | Supplying, Conveying and fixing spls. Including eart | item1 | 123.223 | Nos
2.82 | Coller Pump with Motor | Item 88 | 2 | Set |  |  |  | Excess(+) | 1 | Full Conversion | INR | [40 empty] | 0 | 0 | INR Zero Only | 1.01 | Supplying, Conveying and fixing spls. Including eart | item1 | 123.223 | Nos
2.83 | Cooler fan with motor. | Item 89 | 4 | No |  |  |  | Excess(+) | 1 | Full Conversion | INR | [40 empty] | 0 | 0 | INR Zero Only | 1.01 | Supplying, Conveying and fixing spls. Including eart | item1 | 123.223 | Nos
2.84 | Buchholz relay. | Item 90 | 4 | No |  |  |  | Excess(+) | 1 | Full Conversion | INR | [40 empty] | 0 | 0 | INR Zero Only | 1.01 | Supplying, Conveying and fixing spls. Including eart | item1 | 123.223 | Nos
2.85 | Tap position Indicator (Local and remote) | Item 91 | 2 | No |  |  |  | Excess(+) | 1 | Full Conversion | INR | [40 empty] | 0 | 0 | INR Zero Only | 1.01 | Supplying, Conveying and fixing spls. Including eart | item1 | 123.223 | Nos
2.86 | Oil Sampling Bottle | Item 92 | 4 | No |  |  |  | Excess(+) | 1 | Full Conversion | INR | [40 empty] | 0 | 0 | INR Zero Only | 1.01 | Supplying, Conveying and fixing spls. Including eart | item1 | 123.223 | Nos
2.87 | Oil Surge Relay | Item 93 | 4 | No |  |  |  | Excess(+) | 1 | Full Conversion | INR | [40 empty] | 0 | 0 | INR Zero Only | 1.01 | Supplying, Conveying and fixing spls. Including eart | item1 | 123.223 | Nos
2.88 | Complete set of gasket (complete set for one transformer) | Item 94 | 2 | Set |  |  |  | Excess(+) | 1 | Full Conversion | INR | [40 empty] | 0 | 0 | INR Zero Only | 1.01 | Supplying, Conveying and fixing spls. Including eart | item1 | 123.223 | Nos
2.89 | Set of valves (complete set for one transformer) | Item 95 | 2 | Set |  |  |  | Excess(+) | 1 | Full Conversion | INR | [40 empty] | 0 | 0 | INR Zero Only | 1.01 | Supplying, Conveying and fixing spls. Including eart | item1 | 123.223 | Nos
2.9 | For 132KV Transformer Control and Relay Panel | Item 96
2.91 | Differential relay | Item 97 | 1 | No |  |  |  | Excess(+) | 1 | Full Conversion | INR | [40 empty] | 0 | 0 | INR Zero Only | 1.01 | Supplying, Conveying and fixing spls. Including eart | item1 | 123.223 | Nos
2.92 | Master Trip relay | Item 98 | 1 | No |  |  |  | Excess(+) | 1 | Full Conversion | INR | [40 empty] | 0 | 0 | INR Zero Only | 1.01 | Supplying, Conveying and fixing spls. Including eart | item1 | 123.223 | Nos
2.93 | Trip Circuit Supervision relay | Item 99 | 1 | No |  |  |  | Excess(+) | 1 | Full Conversion | INR | [40 empty] | 0 | 0 | INR Zero Only | 1.01 | Supplying, Conveying and fixing spls. Including eart | item1 | 123.223 | Nos
2.94 | Testing Kit for Transformers | Item 100
2.95 | Automatic Transformer Oil BDV Testing Kit | Item 101 | 1 | No |  |  |  | Excess(+) | 1 | Full Conversion | INR | [40 empty] | 0 | 0 | INR Zero Only | 1.01 | Supplying, Conveying and fixing spls. Including eart | item1 | 123.223 | Nos
2.96 | Stainless Steel Oil sampling bottle (One Litre Capacity) | Item 102 | 2 | No |  |  |  | Excess(+) | 1 | Full Conversion | INR | [40 empty] | 0 | 0 | INR Zero Only | 1.01 | Supplying, Conveying and fixing spls. Including eart | item1 | 123.223 | Nos
2.97 | Syringes for sampling oil (50ml capacity) | Item 103 | 4 | No |  |  |  | Excess(+) | 1 | Full Conversion | INR | [40 empty] | 0 | 0 | INR Zero Only | 1.01 | Supplying, Conveying and fixing spls. Including eart | item1 | 123.223 | Nos
3 | Supply of 33kV Equipments and Panels (Supply C) | Item 104
3.01 | 33kV,3 Phase, 13 Unit Panel (8 Line Bays, 2 Transformer incomer Bays, 1 Bus Sectionalizer Bay and 2 PT Bay ) Indoor Drawn out type switchgear as per specification (Single bus with sectionalizer) | Item 105 | 1 | Set |  |  |  | Excess(+) | 1 | Full Conversion | INR | [40 empty] | 0 | 0 | INR Zero Only | 1.01 | Supplying, Conveying and fixing spls. Including eart | item1 | 123.223 | Nos
3.02 | 30 kV,10 kA, Metal Oxide type, heavy duty, station class Lightning Arrestor complete with Pipe Structure, Surge Counter, Hardware fittings and Clamps and Connectors as per specification | Item 106 | 24 | No |  |  |  | Excess(+) | 1 | Full Conversion | INR | [40 empty] | 0 | 0 | INR Zero Only | 1.01 | Supplying, Conveying and fixing spls. Including eart | item1 | 123.223 | Nos
3.03 | Outdoor type 36 kV, 1250 A, 3-Ph gang operated, Double Break centre Post rotating outdoor type motor operated Disconnector (Isolator) with solid core Post Insulator, Pipe Structures, Clamps and Connectors | Item 107
3.04 | With one earth switch | Item 108 | 8 | Sets |  |  |  | Excess(+) | 1 | Full Conversion | INR | [40 empty] | 0 | 0 | INR Zero Only | 1.01 | Supplying, Conveying and fixing spls. Including eart | item1 | 123.223 | Nos
3.05 | Supply of 33kV XLPE Cable and Termination Kit | Item 109
3.06 | 300 sqmm, 33kV, 1-Core, XLPE Armoured Cu cable alongwith related accessories | Item 110 | 900 | Mtr |  |  |  | Excess(+) | 1 | Full Conversion | INR | [40 empty] | 0 | 0 | INR Zero Only | 1.01 | Supplying, Conveying and fixing spls. Including eart | item1 | 123.223 | Nos
3.07 | 33kV Cable Termination Kit (both indoor and outdoor) along with its accessories and related structure for outdoor type. | Item 111 | 16 | Set |  |  |  | Excess(+) | 1 | Full Conversion | INR | [40 empty] | 0 | 0 | INR Zero Only | 1.01 | Supplying, Conveying and fixing spls. Including eart | item1 | 123.223 | Nos
3.08 | 33kV Support Structure for Outdoor Cable Termination Kit | Item 112 | 8 | Nos |  |  |  | Excess(+) | 1 | Full Conversion | INR | [40 empty] | 0 | 0 | INR Zero Only | 1.01 | Supplying, Conveying and fixing spls. Including eart | item1 | 123.223 | Nos
3.09 | LT Power Cable (1.1kV grade) | Item 113
3.1 | (i) 2C, 6 mm2 | Item 114 | 400 | Mtr |  |  |  | Excess(+) | 1 | Full Conversion | INR | [40 empty] | 0 | 0 | INR Zero Only | 1.01 | Supplying, Conveying and fixing spls. Including eart | item1 | 123.223 | Nos
3.11 | (ii) 4C, 16 mm2 | Item 115 | 400 | Mtr |  |  |  | Excess(+) | 1 | Full Conversion | INR | [40 empty] | 0 | 0 | INR Zero Only | 1.01 | Supplying, Conveying and fixing spls. Including eart | item1 | 123.223 | Nos
3.12 | (iii) 3½ C, 35 mm2 | Item 116 | 400 | Mtr |  |  |  | Excess(+) | 1 | Full Conversion | INR | [40 empty] | 0 | 0 | INR Zero Only | 1.01 | Supplying, Conveying and fixing spls. Including eart | item1 | 123.223 | Nos
3.13 | (iv) 3½ C, 70 mm2 | Item 117 | 400 | Mtr |  |  |  | Excess(+) | 1 | Full Conversion | INR | [40 empty] | 0 | 0 | INR Zero Only | 1.01 | Supplying, Conveying and fixing spls. Including eart | item1 | 123.223 | Nos
3.14 | (v) 3½ C, 300 mm2 | Item 118 | 400 | Mtr |  |  |  | Excess(+) | 1 | Full Conversion | INR | [40 empty] | 0 | 0 | INR Zero Only | 1.01 | Supplying, Conveying and fixing spls. Including eart | item1 | 123.223 | Nos
3.15 | LT Control Cable | Item 119
3.16 | (i) 4C, 2.5 mm2 | Item 120 | 250 | Mtr |  |  |  | Excess(+) | 1 | Full Conversion | INR | [40 empty] | 0 | 0 | INR Zero Only | 1.01 | Supplying, Conveying and fixing spls. Including eart | item1 | 123.223 | Nos
3.17 | (ii) 7C, 1.5 mm2 | Item 121 | 250 | Mtr |  |  |  | Excess(+) | 1 | Full Conversion | INR | [40 empty] | 0 | 0 | INR Zero Only | 1.01 | Supplying, Conveying and fixing spls. Including eart | item1 | 123.223 | Nos
3.18 | (iii) 12C, 1.5 mm2 | Item 122 | 250 | Mtr |  |  |  | Excess(+) | 1 | Full Conversion | INR | [40 empty] | 0 | 0 | INR Zero Only | 1.01 | Supplying, Conveying and fixing spls. Including eart | item1 | 123.223 | Nos
3.19 | (iv) 19C, 1.5 mm2 | Item 123 | 250 | Mtr |  |  |  | Excess(+) | 1 | Full Conversion | INR | [40 empty] | 0 | 0 | INR Zero Only | 1.01 | Supplying, Conveying and fixing spls. Including eart | item1 | 123.223 | Nos
3.2 | Supply of Indoor floor mounted, SIMPLEX type control and relay panels, with mimic & annunciation panel with SAMAST Compliant ABT Meters for 33kV system as per specification | Item 124
3.21 | 33 kV Panels | Item 125
3.22 | 33KV Line Protection & Control Panel with LBB | Item 126 | 8 | Nos |  |  |  | Excess(+) | 1 | Full Conversion | INR | [40 empty] | 0 | 0 | INR Zero Only | 1.01 | Supplying, Conveying and fixing spls. Including eart | item1 | 123.223 | Nos
3.23 | 33KV Transformer I/C Protection & Control Panel on 33 k V side of Power Transformer | Item 127 | 2 | Nos |  |  |  | Excess(+) | 1 | Full Conversion | INR | [40 empty] | 0 | 0 | INR Zero Only | 1.01 | Supplying, Conveying and fixing spls. Including eart | item1 | 123.223 | Nos
3.24 | 33KV Protection & Control Panel for Bus Section | Item 128 | 1 | Nos |  |  |  | Excess(+) | 1 | Full Conversion | INR | [40 empty] | 0 | 0 | INR Zero Only | 1.01 | Supplying, Conveying and fixing spls. Including eart | item1 | 123.223 | Nos
3.25 | Substation Automation System and Integration with existing SAS | Item 129
3.26 | Necessary Hardware, Software and License for Modification/ Upgradation of the existing SAS for 33kV System | Item 130 | 1 | LS |  |  |  | Excess(+) | 1 | Full Conversion | INR | [40 empty] | 0 | 0 | INR Zero Only | 1.01 | Supplying, Conveying and fixing spls. Including eart | item1 | 123.223 | Nos
3.27 | Conductor | Item 131
3.28 | ACSR Panther | Item 132 | 0.3 | Km |  |  |  | Excess(+) | 1 | Full Conversion | INR | [40 empty] | 0 | 0 | INR Zero Only | 1.01 | Supplying, Conveying and fixing spls. Including eart | item1 | 123.223 | Nos
3.29 | Bay Steel Structures except equipment mounting structures | Item 133
3.3 | COLUMNS | Item 134
3.31 | Column Type ‘C5’ | Item 135 | 3 | Nos |  |  |  | Excess(+) | 1 | Full Conversion | INR | [40 empty] | 0 | 0 | INR Zero Only | 1.01 | Supplying, Conveying and fixing spls. Including eart | item1 | 123.223 | Nos
3.32 | Column Type ‘C6’ | Item 136 | 6 | Nos |  |  |  | Excess(+) | 1 | Full Conversion | INR | [40 empty] | 0 | 0 | INR Zero Only | 1.01 | Supplying, Conveying and fixing spls. Including eart | item1 | 123.223 | Nos
3.33 | BEAMS | Item 137
3.34 | Beam Type ‘B5’ | Item 138 | 8 | Nos |  |  |  | Excess(+) | 1 | Full Conversion | INR | [40 empty] | 0 | 0 | INR Zero Only | 1.01 | Supplying, Conveying and fixing spls. Including eart | item1 | 123.223 | Nos
3.35 | Insulator and hardwares | Item 139
3.36 | 33 kV, 90kN Tension String insulators and hardwares suitable for Single Panther conductors | Item 140 | 25 | Sets |  |  |  | Excess(+) | 1 | Full Conversion | INR | [40 empty] | 0 | 0 | INR Zero Only | 1.01 | Supplying, Conveying and fixing spls. Including eart | item1 | 123.223 | Nos
3.37 | 33 kV, 70kN Suspension String insulators and hardwares suitable for Single Panther conductors | Item 141 | 25 | Sets |  |  |  | Excess(+) | 1 | Full Conversion | INR | [40 empty] | 0 | 0 | INR Zero Only | 1.01 | Supplying, Conveying and fixing spls. Including eart | item1 | 123.223 | Nos
3.38 | Illumination System | Item 142
3.39 | Indoor Illumination system for the 33kV Indoor Switchgear Room | Item 143 | 1 | LS |  |  |  | Excess(+) | 1 | Full Conversion | INR | [40 empty] | 0 | 0 | INR Zero Only | 1.01 | Supplying, Conveying and fixing spls. Including eart | item1 | 123.223 | Nos
3.4 | Lightning protection (Lightning spikes, shield wires, down conductors etc.) | Item 144 | 1 | LS |  |  |  | Excess(+) | 1 | Full Conversion | INR | [40 empty] | 0 | 0 | INR Zero Only | 1.01 | Supplying, Conveying and fixing spls. Including eart | item1 | 123.223 | Nos
Total in Figures | [51 empty] | 0 | 0 |  | 4 | Construction of chamber for 100mm sluice plates | item5 | 10 | Nos
Quoted Rate in Figures |  |  |  | Select | [47 empty] | 0 | 0 | Zero Only
Quoted Rate in Words |  | INR Zero Only

## BoQ2 (hidden)
Item Rate BoQ
BoQ_Ver3.0 | Item Rate | Normal | INR Only | INR
Select, Excess (+), Less (-) |  | Less (-)
Tender Inviting Authority: CGM(PP&D), AEGCL
Name of Work: Supply of 132/33 kV GIS Equipments for Amingaon GIS under NESIDS fund [ Schedule 1A-Freight & Insurance ]
Contract No: Nil
Name of the Bidder/ Bidding Firm / Company :
PRICE SCHEDULE (This BOQ template must not be modified/replaced by the bidder and the same should be uploaded after filling the relevent columns, else the bidder is liable to be rejected for this tender. Bidders are allowed to enter the Bidder Name and Values only )
NUMBER # | TEXT # | TEXT # | NUMBER # | TEXT # | NUMBER | NUMBER | TEXT | TEXT # | NUMBER # | TEXT# | TEXT # | NUMBER # | NUMBER | NUMBER | NUMBER | NUMBER | TEXT | TEXT | NUMBER | NUMBER | NUMBER | NUMBER | TEXT | TEXT | NUMBER | NUMBER | NUMBER | NUMBER | TEXT | TEXT | NUMBER | NUMBER | NUMBER | NUMBER | TEXT | TEXT | NUMBER | NUMBER | NUMBER | NUMBER | TEXT | TEXT | NUMBER | NUMBER | NUMBER # | NUMBER # | TEXT | TEXT | NUMBER # | NUMBER # | DATE | NUMBER # | NUMBER # | TEXT #
Sl. No. | Item Description | Item Code / Make | Quantity | Units | Estimated Rate in Rs. P |  |  | Addition / Deduction | Addition / Deduction Values | Currency Convertion against each Item | Quoted Currency in INR / Other Currency | Unit ExWorks (exclusive of taxes) In Figures To be entered by the Bidder in Rs. P | Excise Duty | VAT | Freight and Insurance Charges ( incl Unloading & Stacking) | Any Other Taxes/Duties/Levies |  |  | Other Taxes 2 | IIIrd Party i.e DGS&D / RITES etc Inspection Charges @0.34%+Service Tax | Less for Cenvat Credit,if any respect of Supplies Under full Excise Duty Category | [30 empty] | TOTAL AMOUNT (Without Taxes) in Rs. P | TOTAL AMOUNT With Taxes | TOTAL AMOUNT In Words
1 | 2 | 3 | 4 | 5 | 6 | 7 | 8 | 9 | 10 | 11 | 12 | 13 | 14 | 15 | 16 | 17 | 18 | 19 | 20 | 21 | 22 | 23 | 24 | 25 | 26 | 27 | 28 | 29 | 30 | 31 | 32 | 33 | 34 | 35 | 36 | 37 | 38 | 39 | 40 | 41 | 42 | 43 | 44 | 45 | 46 | 47 | 48 | 49 | 50 | 51 | 52 | 53 | 54 | 55
1 | Supply of 132kV GIS Equipments( F&I A)
1.1 | 145kV,3150A, 40kA for 4 second, SF6 gas-insulated metal enclosed Transformer bay module each set comprising of One (1) number 3-phase, 3150A, SF6 insulated circuit breaker complete with operating mechanism; Three (3) numbers 1-phase, 5-core, multi ratio,600-300/1-1-1-1-1A current transformers; Three (3) numbers 3-phase, 3150A, group operated isolators/disconnectors, complete with manual and motor driven operating mechanisms; One (1) number 3-phase, group operated safety grounding switches, complete with manual and motor driven operating mechanisms; Gas monitoring devices, barriers, pressure switches, UHF PD Sensors, support structure etc. as required; Local Bay control cubicle.(Stand Alone or Integrated) | Item 1 | 2 | Sets |  |  |  | Excess(+) | 1 | Full Conversion | INR | [40 empty] | 0 | 0 | INR Zero Only | 1.01 | Supplying, Conveying and fixing spls. Including eart | item1 | 123.223 | Nos
1.2 | Three phase, 3150A, 40kA for 4 second, SF6 gas-insulated metal enclosed bus bar of 145kV, each set comprising of Bus bars enclosures running from the existing Bus bar Module to interconnect each of the Transformer circuit breaker bay modules in Double Bus bar configuration; Gas monitoring devices, barriers, pressure switches, UHF PD Sensors, support structure, foundation bolt etc. as required | Item 2 | 2 | Sets |  |  |  | Excess(+) | 1 | Full Conversion | INR | [40 empty] | 0 | 0 | INR Zero Only | 1.01 | Supplying, Conveying and fixing spls. Including eart | item1 | 123.223 | Nos
1.3 | 145kV, 3150A, 40 kA for 4 sec, 3- phase SF6 to air bushings along with termination module & support structure for outdoor connections to connect GIS with 145kV side of Power transformer. | Item 3 | 2 | Sets |  |  |  | Excess(+) | 1 | Full Conversion | INR | [40 empty] | 0 | 0 | INR Zero Only | 1.01 | Supplying, Conveying and fixing spls. Including eart | item1 | 123.223 | Nos
1.4 | 145kV, 3150A, 40kA for 4 second, 3-Ph encapsulated, SF6 Gas Insulated Bus Duct (GIB) outside GIS hall including Bus Duct support structure and associated accessories along with jointing elements | Item 4 | 75 | RM |  |  |  | Excess(+) | 1 | Full Conversion | INR | [40 empty] | 0 | 0 | INR Zero Only | 1.01 | Supplying, Conveying and fixing spls. Including eart | item1 | 123.223 | Nos
1.5 | Erection Hardware for 145kV GIS Termination arrangement for Transformer bay Modules | Item 5 | 2 | Nos |  |  |  | Excess(+) | 1 | Full Conversion | INR | [40 empty] | 0 | 0 | INR Zero Only | 1.01 | Supplying, Conveying and fixing spls. Including eart | item1 | 123.223 | Nos
2 | Supply of outdoor bay equipments (F&I B) | Item 6
2.01 | Transformer | Item 7
2.02 | 50 MVA, 132/33 kV, 3-Ph, YNyn0, Z =12.5 %, ONAN/ONAF with copper wound Power Transformer with OLTC(+5% to -15% in steps of 1.25%) , RTCC panel including all cabling, insulating oil for the transformer plus 10% spare oil, supplied with Bushing mounted NCT on HV & LV side & complete with all fittings and accessories to meet the technical specification including cost of all routine test including loading and unloading at site.The Transformer shall be suitable for 4" Aluminium Tubular Conductor termination on HV and LV side. | Item 8 | 2 | No |  |  |  | Excess(+) | 1 | Full Conversion | INR | [40 empty] | 0 | 0 | INR Zero Only | 1.01 | Supplying, Conveying and fixing spls. Including eart | item1 | 123.223 | Nos
2.03 | Online DGA | Item 9 | 2 | No |  |  |  | Excess(+) | 1 | Full Conversion | INR | [40 empty] | 0 | 0 | INR Zero Only | 1.01 | Supplying, Conveying and fixing spls. Including eart | item1 | 123.223 | Nos
2.04 | Online Insulating oil drying system | Item 10 | 2 | Sets |  |  |  | Excess(+) | 1 | Full Conversion | INR | [40 empty] | 0 | 0 | INR Zero Only | 1.01 | Supplying, Conveying and fixing spls. Including eart | item1 | 123.223 | Nos
2.05 | Lightning Arrester | Item 11
2.06 | 120 kV, 10 kA, Metal Oxide type, heavy duty, station class 3, Lightning Arrestor complete with Pipe Structures, Surge Counter, Hardware fittings and Clamps and Connectors as per specification | Item 12 | 6 | No |  |  |  | Excess(+) | 1 | Full Conversion | INR | [40 empty] | 0 | 0 | INR Zero Only | 1.01 | Supplying, Conveying and fixing spls. Including eart | item1 | 123.223 | Nos
2.07 | 30 kV,10 kA, Metal Oxide type, heavy duty, station class Lightning Arrestor complete with Pipe Structures, Surge Counter, Hardware fittings and Clamps and Connectors as per specification | Item 13 | 6 | No |  |  |  | Excess(+) | 1 | Full Conversion | INR | [40 empty] | 0 | 0 | INR Zero Only | 1.01 | Supplying, Conveying and fixing spls. Including eart | item1 | 123.223 | Nos
2.08 | Supply of 33kV XLPE Cable and Termination Kit | Item 14
2.09 | 1000 sqmm, 33kV, 1-Core, XLPE Armoured Cu cable alongwith related accessories | Item 15 | 200 | Mtr |  |  |  | Excess(+) | 1 | Full Conversion | INR | [40 empty] | 0 | 0 | INR Zero Only | 1.01 | Supplying, Conveying and fixing spls. Including eart | item1 | 123.223 | Nos
2.1 | 33kV Cable Termination Kit (both indoor and outdoor) along with its accessories. | Item 16 | 4 | Set |  |  |  | Excess(+) | 1 | Full Conversion | INR | [40 empty] | 0 | 0 | INR Zero Only | 1.01 | Supplying, Conveying and fixing spls. Including eart | item1 | 123.223 | Nos
2.11 | 33kV Support Structure for Outdoor Cable Termination Kit | Item 17 | 2 | Nos |  |  |  | Excess(+) | 1 | Full Conversion | INR | [40 empty] | 0 | 0 | INR Zero Only | 1.01 | Supplying, Conveying and fixing spls. Including eart | item1 | 123.223 | Nos
2.12 | LT Power Cable (1.1kV grade) | Item 18
2.13 | (i) 2C, 6 mm2 | Item 19 | 400 | Mtr |  |  |  | Excess(+) | 1 | Full Conversion | INR | [40 empty] | 0 | 0 | INR Zero Only | 1.01 | Supplying, Conveying and fixing spls. Including eart | item1 | 123.223 | Nos
2.14 | (ii) 4C, 16 mm2 | Item 20 | 400 | Mtr |  |  |  | Excess(+) | 1 | Full Conversion | INR | [40 empty] | 0 | 0 | INR Zero Only | 1.01 | Supplying, Conveying and fixing spls. Including eart | item1 | 123.223 | Nos
2.15 | (iii) 3½ C, 35 mm2 | Item 21 | 400 | Mtr |  |  |  | Excess(+) | 1 | Full Conversion | INR | [40 empty] | 0 | 0 | INR Zero Only | 1.01 | Supplying, Conveying and fixing spls. Including eart | item1 | 123.223 | Nos
2.16 | (iv) 3½ C, 70 mm2 | Item 22 | 400 | Mtr |  |  |  | Excess(+) | 1 | Full Conversion | INR | [40 empty] | 0 | 0 | INR Zero Only | 1.01 | Supplying, Conveying and fixing spls. Including eart | item1 | 123.223 | Nos
2.17 | (v) 3½ C, 300 mm2 | Item 23 | 400 | Mtr |  |  |  | Excess(+) | 1 | Full Conversion | INR | [40 empty] | 0 | 0 | INR Zero Only | 1.01 | Supplying, Conveying and fixing spls. Including eart | item1 | 123.223 | Nos
2.18 | (vi) Cable Supports and fittings | Item 24 | 1 | LS |  |  |  | Excess(+) | 1 | Full Conversion | INR | [40 empty] | 0 | 0 | INR Zero Only | 1.01 | Supplying, Conveying and fixing spls. Including eart | item1 | 123.223 | Nos
2.19 | LT Control Cable | Item 25
2.2 | (i) 4C, 2.5 mm2 | Item 26 | 250 | Mtr |  |  |  | Excess(+) | 1 | Full Conversion | INR | [40 empty] | 0 | 0 | INR Zero Only | 1.01 | Supplying, Conveying and fixing spls. Including eart | item1 | 123.223 | Nos
2.21 | (ii) 7C, 1.5 mm2 | Item 27 | 250 | Mtr |  |  |  | Excess(+) | 1 | Full Conversion | INR | [40 empty] | 0 | 0 | INR Zero Only | 1.01 | Supplying, Conveying and fixing spls. Including eart | item1 | 123.223 | Nos
2.22 | (iii) 12C, 1.5 mm2 | Item 28 | 250 | Mtr |  |  |  | Excess(+) | 1 | Full Conversion | INR | [40 empty] | 0 | 0 | INR Zero Only | 1.01 | Supplying, Conveying and fixing spls. Including eart | item1 | 123.223 | Nos
2.23 | (iv) 19C, 1.5 mm2 | Item 29 | 250 | Mtr |  |  |  | Excess(+) | 1 | Full Conversion | INR | [40 empty] | 0 | 0 | INR Zero Only | 1.01 | Supplying, Conveying and fixing spls. Including eart | item1 | 123.223 | Nos
2.24 | Earthing | Item 30
2.25 | Main Earthing Conductor 40mm dia MS Rod | Item 31 | 600 | meter |  |  |  | Excess(+) | 1 | Full Conversion | INR | [40 empty] | 0 | 0 | INR Zero Only | 1.01 | Supplying, Conveying and fixing spls. Including eart | item1 | 123.223 | Nos
2.26 | Earthing Conductor: 40mm dia MS Rod For Riser From The Burial Earth Mat To Equipment,Structure Etc) | Item 32 | 600 | meter |  |  |  | Excess(+) | 1 | Full Conversion | INR | [40 empty] | 0 | 0 | INR Zero Only | 1.01 | Supplying, Conveying and fixing spls. Including eart | item1 | 123.223 | Nos
2.27 | Earthing Conductor: 75X12mm GI Flat For Equipment and Structure Earthing | Item 33 | 300 | meter |  |  |  | Excess(+) | 1 | Full Conversion | INR | [40 empty] | 0 | 0 | INR Zero Only | 1.01 | Supplying, Conveying and fixing spls. Including eart | item1 | 123.223 | Nos
2.28 | Earthing Conductor: 50X6 mm GI(HDG) Flat For Riser For Console Box,Lt Panels,Dc Panels,Marshalling Boxes, Cable Trenches Etc) | Item 34 | 150 | meter |  |  |  | Excess(+) | 1 | Full Conversion | INR | [40 empty] | 0 | 0 | INR Zero Only | 1.01 | Supplying, Conveying and fixing spls. Including eart | item1 | 123.223 | Nos
2.29 | Earthing Device & Associated Accessories (50 mm Heavy Duty GI Perforated Pipe 3 Mtrs Long For Treated Earth Pit) | Item 35 | 6 | Nos. |  |  |  | Excess(+) | 1 | Full Conversion | INR | [40 empty] | 0 | 0 | INR Zero Only | 1.01 | Supplying, Conveying and fixing spls. Including eart | item1 | 123.223 | Nos
2.3 | Earthing Device & Associated Accessories 40Mm Ms Rod 3 Mtrs Long For Non Treated Earth Pit) | Item 36 | 60 | Nos. |  |  |  | Excess(+) | 1 | Full Conversion | INR | [40 empty] | 0 | 0 | INR Zero Only | 1.01 | Supplying, Conveying and fixing spls. Including eart | item1 | 123.223 | Nos
2.31 | Separate Earthing For 145 Kv GIS Modules | Item 37 | 1 | JOB |  |  |  | Excess(+) | 1 | Full Conversion | INR | [40 empty] | 0 | 0 | INR Zero Only | 1.01 | Supplying, Conveying and fixing spls. Including eart | item1 | 123.223 | Nos
2.32 | Separate Earthing For 145 Kv GIS Building | Item 38 | 1 | JOB |  |  |  | Excess(+) | 1 | Full Conversion | INR | [40 empty] | 0 | 0 | INR Zero Only | 1.01 | Supplying, Conveying and fixing spls. Including eart | item1 | 123.223 | Nos
2.33 | Separate Earthing For 36 Kv Indoor AIS Equipment | Item 39 | 1 | JOB |  |  |  | Excess(+) | 1 | Full Conversion | INR | [40 empty] | 0 | 0 | INR Zero Only | 1.01 | Supplying, Conveying and fixing spls. Including eart | item1 | 123.223 | Nos
2.34 | Separate Earthing For 36 Kv Indoor AIS Building | Item 40 | 1 | JOB |  |  |  | Excess(+) | 1 | Full Conversion | INR | [40 empty] | 0 | 0 | INR Zero Only | 1.01 | Supplying, Conveying and fixing spls. Including eart | item1 | 123.223 | Nos
2.35 | Other Earthing Accessories | Item 41 | 1 | Lot |  |  |  | Excess(+) | 1 | Full Conversion | INR | [40 empty] | 0 | 0 | INR Zero Only | 1.01 | Supplying, Conveying and fixing spls. Including eart | item1 | 123.223 | Nos
2.36 | Fire Protection System for Transformer | Item 42
2.37 | NIFPS | Item 43
2.38 | N2 Fire Prevention and extinguishing System for transformer with complete accessories and related Civil and Electrical works. | Item 44 | 2 | No |  |  |  | Excess(+) | 1 | Full Conversion | INR | [40 empty] | 0 | 0 | INR Zero Only | 1.01 | Supplying, Conveying and fixing spls. Including eart | item1 | 123.223 | Nos
2.39 | HVWS | Item 45
2.4 | HVW spray system, Hydrant System and complete U/G and O/G Piping and accessories etc and associated Civil Works for fire protection system for 2 nos 50 MVA 132/33kV Transformer | Item 46 | 1 | Set |  |  |  | Excess(+) | 1 | Full Conversion | INR | [40 empty] | 0 | 0 | INR Zero Only | 1.01 | Supplying, Conveying and fixing spls. Including eart | item1 | 123.223 | Nos
2.41 | HVWS System for 50 MVA ICT | Item 47 | 2 | Set |  |  |  | Excess(+) | 1 | Full Conversion | INR | [40 empty] | 0 | 0 | INR Zero Only | 1.01 | Supplying, Conveying and fixing spls. Including eart | item1 | 123.223 | Nos
2.42 | Portable/Wheel/ Trolley mounted Fire Extinguishers | Item 48
2.43 | 22.5 Kg capacity FE CO2 type, Trolley Mounted | Item 49 | 4 | Nos |  |  |  | Excess(+) | 1 | Full Conversion | INR | [40 empty] | 0 | 0 | INR Zero Only | 1.01 | Supplying, Conveying and fixing spls. Including eart | item1 | 123.223 | Nos
2.44 | 25 Kg Capacity FE DCP type, Trolley Mounted | Item 50 | 4 | Nos |  |  |  | Excess(+) | 1 | Full Conversion | INR | [40 empty] | 0 | 0 | INR Zero Only | 1.01 | Supplying, Conveying and fixing spls. Including eart | item1 | 123.223 | Nos
2.45 | DCP 10 Kg Capacity, Wall mounted | Item 51 | 6 | Nos |  |  |  | Excess(+) | 1 | Full Conversion | INR | [40 empty] | 0 | 0 | INR Zero Only | 1.01 | Supplying, Conveying and fixing spls. Including eart | item1 | 123.223 | Nos
2.46 | FE CO2 6.5 Kg capacity, Wall mounted | Item 52 | 4 | Nos |  |  |  | Excess(+) | 1 | Full Conversion | INR | [40 empty] | 0 | 0 | INR Zero Only | 1.01 | Supplying, Conveying and fixing spls. Including eart | item1 | 123.223 | Nos
2.47 | DCP 5 Kg Capacity, Wall mounted | Item 53 | 5 | Nos |  |  |  | Excess(+) | 1 | Full Conversion | INR | [40 empty] | 0 | 0 | INR Zero Only | 1.01 | Supplying, Conveying and fixing spls. Including eart | item1 | 123.223 | Nos
2.48 | Foam Type 9 liter Capacity, Wall mounted | Item 54 | 4 | Nos |  |  |  | Excess(+) | 1 | Full Conversion | INR | [40 empty] | 0 | 0 | INR Zero Only | 1.01 | Supplying, Conveying and fixing spls. Including eart | item1 | 123.223 | Nos
2.49 | Water CO2 9 liter, Wall mounted | Item 55 | 6 | Nos |  |  |  | Excess(+) | 1 | Full Conversion | INR | [40 empty] | 0 | 0 | INR Zero Only | 1.01 | Supplying, Conveying and fixing spls. Including eart | item1 | 123.223 | Nos
2.5 | Fire Buckets (12 Nos. with stand in one set) | Item 56 | 1 | Set |  |  |  | Excess(+) | 1 | Full Conversion | INR | [40 empty] | 0 | 0 | INR Zero Only | 1.01 | Supplying, Conveying and fixing spls. Including eart | item1 | 123.223 | Nos
2.51 | Supply of Indoor floor mounted, SIMPLEX type Control and Relay Panels, with mimic & annunciation panel for 132kV system as per specification comprising of the C & R Panels and shall be complete with Numerical Relays and SAMAST Compliant ABT Meters as per the Technical specifications & shall be compatible for SCADA/ SAS . | Item 57
2.52 | 132kV Panels | Item 58
2.53 | Transformer Protection Panel | Item 59 | 1 | No |  |  |  | Excess(+) | 1 | Full Conversion | INR | [40 empty] | 0 | 0 | INR Zero Only | 1.01 | Supplying, Conveying and fixing spls. Including eart | item1 | 123.223 | Nos
2.54 | Substation Automation System | Item 60
2.55 | Necessary Hardware, Software and License for Modification/ Upgradation of the existing SAS (including transmittal of telemetry data for HV & LV side of both the Transformer) for 132 kV System. | Item 61 | 1 | LS |  |  |  | Excess(+) | 1 | Full Conversion | INR | [40 empty] | 0 | 0 | INR Zero Only | 1.01 | Supplying, Conveying and fixing spls. Including eart | item1 | 123.223 | Nos
2.56 | Transformer Protection Panel | Item 62 | 1 | No |  |  |  | Excess(+) | 1 | Full Conversion | INR | [40 empty] | 0 | 0 | INR Zero Only | 1.01 | Supplying, Conveying and fixing spls. Including eart | item1 | 123.223 | Nos
2.57 | Conductor / IPS Al Tube | Item 63
2.58 | 4" IPS Al Tube | Item 64 | 80 | Mtr |  |  |  | Excess(+) | 1 | Full Conversion | INR | [40 empty] | 0 | 0 | INR Zero Only | 1.01 | Supplying, Conveying and fixing spls. Including eart | item1 | 123.223 | Nos
2.59 | Lightning protection | Item 65
2.6 | Lightning Mast (LM)- 40m | Item 66 | 1 | No |  |  |  | Excess(+) | 1 | Full Conversion | INR | [40 empty] | 0 | 0 | INR Zero Only | 1.01 | Supplying, Conveying and fixing spls. Including eart | item1 | 123.223 | Nos
2.61 | Illumination system for Outdoor Lighting (Switchyard and Street lighting) | Item 67
2.62 | Lighting Panel | Item 68
2.63 | Lighting Panel Type ACP-2 | Item 69 | 1 | Nos |  |  |  | Excess(+) | 1 | Full Conversion | INR | [40 empty] | 0 | 0 | INR Zero Only | 1.01 | Supplying, Conveying and fixing spls. Including eart | item1 | 123.223 | Nos
2.64 | Sub lighting panel type SLP | Item 70 | 2 | Nos |  |  |  | Excess(+) | 1 | Full Conversion | INR | [40 empty] | 0 | 0 | INR Zero Only | 1.01 | Supplying, Conveying and fixing spls. Including eart | item1 | 123.223 | Nos
2.65 | lighting Fixtures and Receptacles including junction box, lighting wires and flexible conduit (if required) from junction box to lighting fixture, mounting arrangement and other accessories/ materials etc as required for complete installation and commissioning of lighting fixture | Item 71
2.66 | Lighting Fixture Type SF1 | Item 72 | 4 | Nos |  |  |  | Excess(+) | 1 | Full Conversion | INR | [40 empty] | 0 | 0 | INR Zero Only | 1.01 | Supplying, Conveying and fixing spls. Including eart | item1 | 123.223 | Nos
2.67 | Lighting Fixture Type SF2 | Item 73 | 2 | Nos |  |  |  | Excess(+) | 1 | Full Conversion | INR | [40 empty] | 0 | 0 | INR Zero Only | 1.01 | Supplying, Conveying and fixing spls. Including eart | item1 | 123.223 | Nos
2.68 | Lighting Fixture Type SF4 | Item 74 | 2 | Nos |  |  |  | Excess(+) | 1 | Full Conversion | INR | [40 empty] | 0 | 0 | INR Zero Only | 1.01 | Supplying, Conveying and fixing spls. Including eart | item1 | 123.223 | Nos
2.69 | Mandatory Spare Parts | Item 75
2.7 | For 132/33KV,50MVA Transformers | Item 76
2.71 | 145kV H.V. Bushing with metal parts and Gaskets | Item 77 | 2 | No |  |  |  | Excess(+) | 1 | Full Conversion | INR | [40 empty] | 0 | 0 | INR Zero Only | 1.01 | Supplying, Conveying and fixing spls. Including eart | item1 | 123.223 | Nos
2.72 | HV side neutral bushing | Item 78 | 2 | No |  |  |  | Excess(+) | 1 | Full Conversion | INR | [40 empty] | 0 | 0 | INR Zero Only | 1.01 | Supplying, Conveying and fixing spls. Including eart | item1 | 123.223 | Nos
2.73 | 36KV LV bushing | Item 79 | 2 | No |  |  |  | Excess(+) | 1 | Full Conversion | INR | [40 empty] | 0 | 0 | INR Zero Only | 1.01 | Supplying, Conveying and fixing spls. Including eart | item1 | 123.223 | Nos
2.74 | 36kV Neutral Bushing with metal parts and gaskets | Item 80 | 2 | No |  |  |  | Excess(+) | 1 | Full Conversion | INR | [40 empty] | 0 | 0 | INR Zero Only | 1.01 | Supplying, Conveying and fixing spls. Including eart | item1 | 123.223 | Nos
2.75 | Local and remote winding temperature indicators with alarm and trip contacts and maximum reading pointer | Item 81 | 2 | Set |  |  |  | Excess(+) | 1 | Full Conversion | INR | [40 empty] | 0 | 0 | INR Zero Only | 1.01 | Supplying, Conveying and fixing spls. Including eart | item1 | 123.223 | Nos
2.76 | Oil temperature indictor with alarm and trip contacts and maximum reading pointer | Item 82 | 2 | Set |  |  |  | Excess(+) | 1 | Full Conversion | INR | [40 empty] | 0 | 0 | INR Zero Only | 1.01 | Supplying, Conveying and fixing spls. Including eart | item1 | 123.223 | Nos
2.77 | Pressure relief device for main tank | Item 83 | 4 | Set |  |  |  | Excess(+) | 1 | Full Conversion | INR | [40 empty] | 0 | 0 | INR Zero Only | 1.01 | Supplying, Conveying and fixing spls. Including eart | item1 | 123.223 | Nos
2.78 | Pressure relief device for OLTC | Item 84 | 4 | Set |  |  |  | Excess(+) | 1 | Full Conversion | INR | [40 empty] | 0 | 0 | INR Zero Only | 1.01 | Supplying, Conveying and fixing spls. Including eart | item1 | 123.223 | Nos
2.79 | Silica Gel/ Maintenance free breather assembly (one of each type) for Conservator and OLTC | Item 85 | 2 | Set |  |  |  | Excess(+) | 1 | Full Conversion | INR | [40 empty] | 0 | 0 | INR Zero Only | 1.01 | Supplying, Conveying and fixing spls. Including eart | item1 | 123.223 | Nos
2.8 | Magnetic oil level gauge with low oil level alarm contacts | Item 86 | 2 | Set |  |  |  | Excess(+) | 1 | Full Conversion | INR | [40 empty] | 0 | 0 | INR Zero Only | 1.01 | Supplying, Conveying and fixing spls. Including eart | item1 | 123.223 | Nos
2.81 | Oil Flow indicator with contacts | Item 87 | 2 | Set |  |  |  | Excess(+) | 1 | Full Conversion | INR | [40 empty] | 0 | 0 | INR Zero Only | 1.01 | Supplying, Conveying and fixing spls. Including eart | item1 | 123.223 | Nos
2.82 | Coller Pump with Motor | Item 88 | 2 | Set |  |  |  | Excess(+) | 1 | Full Conversion | INR | [40 empty] | 0 | 0 | INR Zero Only | 1.01 | Supplying, Conveying and fixing spls. Including eart | item1 | 123.223 | Nos
2.83 | Cooler fan with motor. | Item 89 | 4 | No |  |  |  | Excess(+) | 1 | Full Conversion | INR | [40 empty] | 0 | 0 | INR Zero Only | 1.01 | Supplying, Conveying and fixing spls. Including eart | item1 | 123.223 | Nos
2.84 | Buchholz relay. | Item 90 | 4 | No |  |  |  | Excess(+) | 1 | Full Conversion | INR | [40 empty] | 0 | 0 | INR Zero Only | 1.01 | Supplying, Conveying and fixing spls. Including eart | item1 | 123.223 | Nos
2.85 | Tap position Indicator (Local and remote) | Item 91 | 2 | No |  |  |  | Excess(+) | 1 | Full Conversion | INR | [40 empty] | 0 | 0 | INR Zero Only | 1.01 | Supplying, Conveying and fixing spls. Including eart | item1 | 123.223 | Nos
2.86 | Oil Sampling Bottle | Item 92 | 4 | No |  |  |  | Excess(+) | 1 | Full Conversion | INR | [40 empty] | 0 | 0 | INR Zero Only | 1.01 | Supplying, Conveying and fixing spls. Including eart | item1 | 123.223 | Nos
2.87 | Oil Surge Relay | Item 93 | 4 | No |  |  |  | Excess(+) | 1 | Full Conversion | INR | [40 empty] | 0 | 0 | INR Zero Only | 1.01 | Supplying, Conveying and fixing spls. Including eart | item1 | 123.223 | Nos
2.88 | Complete set of gasket (complete set for one transformer) | Item 94 | 2 | Set |  |  |  | Excess(+) | 1 | Full Conversion | INR | [40 empty] | 0 | 0 | INR Zero Only | 1.01 | Supplying, Conveying and fixing spls. Including eart | item1 | 123.223 | Nos
2.89 | Set of valves (complete set for one transformer) | Item 95 | 2 | Set |  |  |  | Excess(+) | 1 | Full Conversion | INR | [40 empty] | 0 | 0 | INR Zero Only | 1.01 | Supplying, Conveying and fixing spls. Including eart | item1 | 123.223 | Nos
2.9 | For 132KV Transformer Control and Relay Panel | Item 96
2.91 | Differential relay | Item 97 | 1 | No |  |  |  | Excess(+) | 1 | Full Conversion | INR | [40 empty] | 0 | 0 | INR Zero Only | 1.01 | Supplying, Conveying and fixing spls. Including eart | item1 | 123.223 | Nos
2.92 | Master Trip relay | Item 98 | 1 | No |  |  |  | Excess(+) | 1 | Full Conversion | INR | [40 empty] | 0 | 0 | INR Zero Only | 1.01 | Supplying, Conveying and fixing spls. Including eart | item1 | 123.223 | Nos
2.93 | Trip Circuit Supervision relay | Item 99 | 1 | No |  |  |  | Excess(+) | 1 | Full Conversion | INR | [40 empty] | 0 | 0 | INR Zero Only | 1.01 | Supplying, Conveying and fixing spls. Including eart | item1 | 123.223 | Nos
2.94 | Testing Kit for Transformers | Item 100
2.95 | Automatic Transformer Oil BDV Testing Kit | Item 101 | 1 | No |  |  |  | Excess(+) | 1 | Full Conversion | INR | [40 empty] | 0 | 0 | INR Zero Only | 1.01 | Supplying, Conveying and fixing spls. Including eart | item1 | 123.223 | Nos
2.96 | Stainless Steel Oil sampling bottle (One Litre Capacity) | Item 102 | 4 | No |  |  |  | Excess(+) | 1 | Full Conversion | INR | [40 empty] | 0 | 0 | INR Zero Only | 1.01 | Supplying, Conveying and fixing spls. Including eart | item1 | 123.223 | Nos
2.97 | Syringes for sampling oil (50ml capacity) | Item 103 | 4 | No |  |  |  | Excess(+) | 1 | Full Conversion | INR | [40 empty] | 0 | 0 | INR Zero Only | 1.01 | Supplying, Conveying and fixing spls. Including eart | item1 | 123.223 | Nos
3 | Supply of 33kV Equipments and Panels (F&I C) | Item 104
3.01 | 33kV,3 Phase, 13 Unit Panel (8 Line Bays, 2 Transformer incomer Bays, 1 Bus Sectionalizer Bay and 2 PT Bay ) Indoor Drawn out type switchgear as per specification (Single bus with sectionalizer) | Item 105 | 1 | Set |  |  |  | Excess(+) | 1 | Full Conversion | INR | [40 empty] | 0 | 0 | INR Zero Only | 1.01 | Supplying, Conveying and fixing spls. Including eart | item1 | 123.223 | Nos
3.02 | 30 kV,10 kA, Metal Oxide type, heavy duty, station class Lightning Arrestor complete with Pipe Structure, Surge Counter, Hardware fittings and Clamps and Connectors as per specification | Item 106 | 24 | No |  |  |  | Excess(+) | 1 | Full Conversion | INR | [40 empty] | 0 | 0 | INR Zero Only | 1.01 | Supplying, Conveying and fixing spls. Including eart | item1 | 123.223 | Nos
3.03 | Outdoor type 36 kV, 1250 A, 3-Ph gang operated, Double Break centre Post rotating outdoor type motor operated Disconnector (Isolator) with solid core Post Insulator, Pipe Structures, Clamps and Connectors | Item 107
3.04 | With one earth switch | Item 108 | 8 | Sets |  |  |  | Excess(+) | 1 | Full Conversion | INR | [40 empty] | 0 | 0 | INR Zero Only | 1.01 | Supplying, Conveying and fixing spls. Including eart | item1 | 123.223 | Nos
3.05 | Supply of 33kV XLPE Cable and Termination Kit | Item 109
3.06 | 300 sqmm, 33kV, 1-Core, XLPE Armoured Cu cable alongwith related accessories | Item 110 | 900 | Mtr |  |  |  | Excess(+) | 1 | Full Conversion | INR | [40 empty] | 0 | 0 | INR Zero Only | 1.01 | Supplying, Conveying and fixing spls. Including eart | item1 | 123.223 | Nos
3.07 | 33kV Cable Termination Kit (both indoor and outdoor) along with its accessories and related structure for outdoor type. | Item 111 | 16 | Set |  |  |  | Excess(+) | 1 | Full Conversion | INR | [40 empty] | 0 | 0 | INR Zero Only | 1.01 | Supplying, Conveying and fixing spls. Including eart | item1 | 123.223 | Nos
3.08 | 33kV Support Structure for Outdoor Cable Termination Kit | Item 112 | 8 | Nos |  |  |  | Excess(+) | 1 | Full Conversion | INR | [40 empty] | 0 | 0 | INR Zero Only | 1.01 | Supplying, Conveying and fixing spls. Including eart | item1 | 123.223 | Nos
3.09 | LT Power Cable (1.1kV grade) | Item 113
3.1 | (i) 2C, 6 mm2 | Item 114 | 400 | Mtr |  |  |  | Excess(+) | 1 | Full Conversion | INR | [40 empty] | 0 | 0 | INR Zero Only | 1.01 | Supplying, Conveying and fixing spls. Including eart | item1 | 123.223 | Nos
3.11 | (ii) 4C, 16 mm2 | Item 115 | 400 | Mtr |  |  |  | Excess(+) | 1 | Full Conversion | INR | [40 empty] | 0 | 0 | INR Zero Only | 1.01 | Supplying, Conveying and fixing spls. Including eart | item1 | 123.223 | Nos
3.12 | (iii) 3½ C, 35 mm2 | Item 116 | 400 | Mtr |  |  |  | Excess(+) | 1 | Full Conversion | INR | [40 empty] | 0 | 0 | INR Zero Only | 1.01 | Supplying, Conveying and fixing spls. Including eart | item1 | 123.223 | Nos
3.13 | (iv) 3½ C, 70 mm2 | Item 117 | 400 | Mtr |  |  |  | Excess(+) | 1 | Full Conversion | INR | [40 empty] | 0 | 0 | INR Zero Only | 1.01 | Supplying, Conveying and fixing spls. Including eart | item1 | 123.223 | Nos
3.14 | (v) 3½ C, 300 mm2 | Item 118 | 400 | Mtr |  |  |  | Excess(+) | 1 | Full Conversion | INR | [40 empty] | 0 | 0 | INR Zero Only | 1.01 | Supplying, Conveying and fixing spls. Including eart | item1 | 123.223 | Nos
3.15 | LT Control Cable | Item 119
3.16 | (i) 4C, 2.5 mm2 | Item 120 | 250 | Mtr |  |  |  | Excess(+) | 1 | Full Conversion | INR | [40 empty] | 0 | 0 | INR Zero Only | 1.01 | Supplying, Conveying and fixing spls. Including eart | item1 | 123.223 | Nos
3.17 | (ii) 7C, 1.5 mm2 | Item 121 | 250 | Mtr |  |  |  | Excess(+) | 1 | Full Conversion | INR | [40 empty] | 0 | 0 | INR Zero Only | 1.01 | Supplying, Conveying and fixing spls. Including eart | item1 | 123.223 | Nos
3.18 | (iii) 12C, 1.5 mm2 | Item 122 | 250 | Mtr |  |  |  | Excess(+) | 1 | Full Conversion | INR | [40 empty] | 0 | 0 | INR Zero Only | 1.01 | Supplying, Conveying and fixing spls. Including eart | item1 | 123.223 | Nos
3.19 | (iv) 19C, 1.5 mm2 | Item 123 | 250 | Mtr |  |  |  | Excess(+) | 1 | Full Conversion | INR | [40 empty] | 0 | 0 | INR Zero Only | 1.01 | Supplying, Conveying and fixing spls. Including eart | item1 | 123.223 | Nos
3.2 | Supply of Indoor floor mounted, SIMPLEX type control and relay panels, with mimic & annunciation panel with SAMAST Compliant ABT Meters for 33kV system as per specification | Item 124
3.21 | 33 kV Panels | Item 125
3.22 | 33KV Line Protection & Control Panel with LBB | Item 126 | 8 | Nos |  |  |  | Excess(+) | 1 | Full Conversion | INR | [40 empty] | 0 | 0 | INR Zero Only | 1.01 | Supplying, Conveying and fixing spls. Including eart | item1 | 123.223 | Nos
3.23 | 33KV Transformer I/C Protection & Control Panel on 33 k V side of Power Transformer | Item 127 | 2 | Nos |  |  |  | Excess(+) | 1 | Full Conversion | INR | [40 empty] | 0 | 0 | INR Zero Only | 1.01 | Supplying, Conveying and fixing spls. Including eart | item1 | 123.223 | Nos
3.24 | 33KV Protection & Control Panel for Bus Section | Item 128 | 1 | Nos |  |  |  | Excess(+) | 1 | Full Conversion | INR | [40 empty] | 0 | 0 | INR Zero Only | 1.01 | Supplying, Conveying and fixing spls. Including eart | item1 | 123.223 | Nos
3.25 | Substation Automation System and Integration with existing SAS | Item 129
3.26 | Necessary Hardware, Software and License for Modification/ Upgradation of the existing SAS for 33kV System | Item 130 | 1 | LS |  |  |  | Excess(+) | 1 | Full Conversion | INR | [40 empty] | 0 | 0 | INR Zero Only | 1.01 | Supplying, Conveying and fixing spls. Including eart | item1 | 123.223 | Nos
3.27 | Conductor | Item 131
3.28 | ACSR Panther | Item 132 | 0.3 | Km |  |  |  | Excess(+) | 1 | Full Conversion | INR | [40 empty] | 0 | 0 | INR Zero Only | 1.01 | Supplying, Conveying and fixing spls. Including eart | item1 | 123.223 | Nos
3.29 | Bay Steel Structures except equipment mounting structures | Item 133
3.3 | COLUMNS | Item 134
3.31 | Column Type ‘C5’ | Item 135 | 3 | Nos |  |  |  | Excess(+) | 1 | Full Conversion | INR | [40 empty] | 0 | 0 | INR Zero Only | 1.01 | Supplying, Conveying and fixing spls. Including eart | item1 | 123.223 | Nos
3.32 | Column Type ‘C6’ | Item 136 | 6 | Nos |  |  |  | Excess(+) | 1 | Full Conversion | INR | [40 empty] | 0 | 0 | INR Zero Only | 1.01 | Supplying, Conveying and fixing spls. Including eart | item1 | 123.223 | Nos
3.33 | BEAMS | Item 137
3.34 | Beam Type ‘B5’ | Item 138 | 8 | Nos |  |  |  | Excess(+) | 1 | Full Conversion | INR | [40 empty] | 0 | 0 | INR Zero Only | 1.01 | Supplying, Conveying and fixing spls. Including eart | item1 | 123.223 | Nos
3.35 | Insulator and hardwares | Item 139
3.36 | 33 kV, 90kN Tension String insulators and hardwares suitable for Single Panther conductors | Item 140 | 25 | Sets |  |  |  | Excess(+) | 1 | Full Conversion | INR | [40 empty] | 0 | 0 | INR Zero Only | 1.01 | Supplying, Conveying and fixing spls. Including eart | item1 | 123.223 | Nos
3.37 | 33 kV, 70kN Suspension String insulators and hardwares suitable for Single Panther conductors | Item 141 | 25 | Sets |  |  |  | Excess(+) | 1 | Full Conversion | INR | [40 empty] | 0 | 0 | INR Zero Only | 1.01 | Supplying, Conveying and fixing spls. Including eart | item1 | 123.223 | Nos
3.38 | Illumination System | Item 142
3.39 | Indoor Illumination system for the 33kV Indoor Switchgear Room | Item 143 | 1 | LS |  |  |  | Excess(+) | 1 | Full Conversion | INR | [40 empty] | 0 | 0 | INR Zero Only | 1.01 | Supplying, Conveying and fixing spls. Including eart | item1 | 123.223 | Nos
3.4 | Lightning protection (Lightning spikes, shield wires, down conductors etc.) | Item 144 | 1 | LS |  |  |  | Excess(+) | 1 | Full Conversion | INR | [40 empty] | 0 | 0 | INR Zero Only | 1.01 | Supplying, Conveying and fixing spls. Including eart | item1 | 123.223 | Nos
Total in Figures | [51 empty] | 0 | 0 |  | 4 | Construction of chamber for 100mm sluice plates | item5 | 10 | Nos
Quoted Rate in Figures |  |  |  | Select | [47 empty] | 0 | 0 | Zero Only
Quoted Rate in Words |  | INR Zero Only

## BoQ3 (hidden)
Item Rate BoQ
BoQ_Ver3.0 | Item Rate | Normal | INR Only | INR
Select, Excess (+), Less (-) |  | Less (-)
Tender Inviting Authority: CGM(PP&D), AEGCL
Name of Work: Supply of 132/33 kV GIS Equipments for Amingaon GIS under NESIDS fund [ Schedule 1B-Erection, Testing and Commissioning ]
Contract No: Nil
Name of the Bidder/ Bidding Firm / Company :
PRICE SCHEDULE (This BOQ template must not be modified/replaced by the bidder and the same should be uploaded after filling the relevent columns, else the bidder is liable to be rejected for this tender. Bidders are allowed to enter the Bidder Name and Values only )
NUMBER # | TEXT # | TEXT # | NUMBER # | TEXT # | NUMBER | NUMBER | TEXT | TEXT # | NUMBER # | TEXT# | TEXT # | NUMBER # | NUMBER | NUMBER | NUMBER | NUMBER | TEXT | TEXT | NUMBER | NUMBER | NUMBER | NUMBER | TEXT | TEXT | NUMBER | NUMBER | NUMBER | NUMBER | TEXT | TEXT | NUMBER | NUMBER | NUMBER | NUMBER | TEXT | TEXT | NUMBER | NUMBER | NUMBER | NUMBER | TEXT | TEXT | NUMBER | NUMBER | NUMBER # | NUMBER # | TEXT | TEXT | NUMBER # | NUMBER # | DATE | NUMBER # | NUMBER # | TEXT #
Sl. No. | Item Description | Item Code / Make | Quantity | Units | Estimated Rate in Rs. P |  |  | Addition / Deduction | Addition / Deduction Values | Currency Convertion against each Item | Quoted Currency in INR / Other Currency | Unit ExWorks (exclusive of taxes) In Figures To be entered by the Bidder in Rs. P | Excise Duty | VAT | Freight and Insurance Charges ( incl Unloading & Stacking) | Any Other Taxes/Duties/Levies |  |  | Other Taxes 2 | IIIrd Party i.e DGS&D / RITES etc Inspection Charges @0.34%+Service Tax | Less for Cenvat Credit,if any respect of Supplies Under full Excise Duty Category | [30 empty] | TOTAL AMOUNT (Without Taxes) in Rs. P | TOTAL AMOUNT With Taxes | TOTAL AMOUNT In Words
1 | 2 | 3 | 4 | 5 | 6 | 7 | 8 | 9 | 10 | 11 | 12 | 13 | 14 | 15 | 16 | 17 | 18 | 19 | 20 | 21 | 22 | 23 | 24 | 25 | 26 | 27 | 28 | 29 | 30 | 31 | 32 | 33 | 34 | 35 | 36 | 37 | 38 | 39 | 40 | 41 | 42 | 43 | 44 | 45 | 46 | 47 | 48 | 49 | 50 | 51 | 52 | 53 | 54 | 55
1 | Erection, Testing & Commissioning of 132kV GIS Equipments( Erection A)
1.1 | 145kV, 3150A, 40kA for 4 second, SF6 gas-insulated metal enclosed Transformer bay module each set comprising of One (1) number 3-phase, 3150A, SF6 insulated circuit breaker complete with operating mechanism; Three (3) numbers 1-phase, 5-core, multi ratio,600-300/1-1-1-1-1A current transformers; Three (3) numbers 3-phase, 3150A, group operated isolators/disconnectors, complete with manual and motor driven operating mechanisms; One (1) number 3-phase, group operated safety grounding switches, complete with manual and motor driven operating mechanisms;Gas monitoring devices, barriers, pressure switches, UHF PD Sensors, support structure etc. as required; Local Bay control cubicle.(Stand Alone or Integrated) | Item 1 | 2 | Sets |  |  |  | Excess(+) | 1 | Full Conversion | INR | [40 empty] | 0 | 0 | INR Zero Only | 1.01 | Supplying, Conveying and fixing spls. Including eart | item1 | 123.223 | Nos
1.2 | Three phase, 3150A, 40kA for 4 second, SF6 gas-insulated metal enclosed bus bar of 145kV, each set comprising of Bus bars enclosures running from the existing Bus bar Module to interconnect each of the Transformer circuit breaker bay modules in Double Bus bar configuration; Gas monitoring devices, barriers, pressure switches, UHF PD Sensors, support structure, foundation bolt, design & construction of foundation etc. as required | Item 2 | 2 | Sets |  |  |  | Excess(+) | 1 | Full Conversion | INR | [40 empty] | 0 | 0 | INR Zero Only | 1.01 | Supplying, Conveying and fixing spls. Including eart | item1 | 123.223 | Nos
1.3 | 145kV, 3150A, 40 kA for 4 sec, 3- phase SF6 to air bushings along with termination module & support structure for outdoor connections to connect GIS with 145kV side of Power transformer. | Item 3 | 2 | Sets |  |  |  | Excess(+) | 1 | Full Conversion | INR | [40 empty] | 0 | 0 | INR Zero Only | 1.01 | Supplying, Conveying and fixing spls. Including eart | item1 | 123.223 | Nos
1.4 | 145kV, 3150A, 40kA for 4 second, 3-Ph encapsulated, SF6 Gas Insulated Bus Duct (GIB) outside GIS hall including Bus Duct support structure and associated accessories along with jointing elements, foundation bolt, design & construction of foundation etc. as required | Item 4 | 75 | RM |  |  |  | Excess(+) | 1 | Full Conversion | INR | [40 empty] | 0 | 0 | INR Zero Only | 1.01 | Supplying, Conveying and fixing spls. Including eart | item1 | 123.223 | Nos
1.5 | Erection Hardware for 145kV GIS Termination arrangement for Transformer bay Modules | Item 5 | 2 | Sets |  |  |  | Excess(+) | 1 | Full Conversion | INR | [40 empty] | 0 | 0 | INR Zero Only | 1.01 | Supplying, Conveying and fixing spls. Including eart | item1 | 123.223 | Nos
2 | Erection, Testing & Commissioning of outdoor bay equipments (Erection B) | Item 6
2.01 | Transformer | Item 7
2.02 | 50 MVA, 132/33 kV, 3-Ph, YNyn0, Z =12.5 %, ONAN/ONAF with copper wound Power Transformer with OLTC(+5% to -15% in steps of 1.25%) , RTCC panel including all cabling, insulating oil for the transformer plus 10% spare oil, supplied with Bushing mounted NCT on HV & LV side & complete with all fittings and accessories to meet the technical specification including cost of all routine test including loading and unloading at site.The Transformer shall be suitable for 4" Aluminium Tubular Conductor termination on HV and LV side. | Item 8 | 2 | No |  |  |  | Excess(+) | 1 | Full Conversion | INR | [40 empty] | 0 | 0 | INR Zero Only | 1.01 | Supplying, Conveying and fixing spls. Including eart | item1 | 123.223 | Nos
2.03 | Online DGA | Item 9 | 2 | No |  |  |  | Excess(+) | 1 | Full Conversion | INR | [40 empty] | 0 | 0 | INR Zero Only | 1.01 | Supplying, Conveying and fixing spls. Including eart | item1 | 123.223 | Nos
2.04 | Online Insulating oil drying system | Item 10 | 2 | Sets |  |  |  | Excess(+) | 1 | Full Conversion | INR | [40 empty] | 0 | 0 | INR Zero Only | 1.01 | Supplying, Conveying and fixing spls. Including eart | item1 | 123.223 | Nos
2.05 | Lightning Arrester | Item 11
2.06 | 120 kV, 10 kA, Metal Oxide type, heavy duty, station class 3, Lightning Arrestor complete with Pipe Structures, Surge Counter, Hardware fittings and Clamps and Connectors as per specification | Item 12 | 6 | No |  |  |  | Excess(+) | 1 | Full Conversion | INR | [40 empty] | 0 | 0 | INR Zero Only | 1.01 | Supplying, Conveying and fixing spls. Including eart | item1 | 123.223 | Nos
2.07 | 30 kV,10 kA, Metal Oxide type, heavy duty, station class Lightning Arrestor complete with Pipe Structures, Surge Counter, Hardware fittings and Clamps and Connectors as per specification | Item 13 | 6 | No |  |  |  | Excess(+) | 1 | Full Conversion | INR | [40 empty] | 0 | 0 | INR Zero Only | 1.01 | Supplying, Conveying and fixing spls. Including eart | item1 | 123.223 | Nos
2.08 | Erection of 33kV XLPE Cable and Termination Kit | Item 14
2.09 | Laying of 1000 sqmm, 33kV, 1-Core, XLPE Armoured Cu cable alongwith related accessories in cable trenches and cable terminations including supply of cable end sealing boxes, construction of cable trenches etc | Item 15 | 200 | Mtr |  |  |  | Excess(+) | 1 | Full Conversion | INR | [40 empty] | 0 | 0 | INR Zero Only | 1.01 | Supplying, Conveying and fixing spls. Including eart | item1 | 123.223 | Nos
2.1 | 33kV Cable Termination Kit (both indoor and outdoor) along with its accessories and related structure for outdoor type. | Item 16 | 4 | Set |  |  |  | Excess(+) | 1 | Full Conversion | INR | [40 empty] | 0 | 0 | INR Zero Only | 1.01 | Supplying, Conveying and fixing spls. Including eart | item1 | 123.223 | Nos
2.11 | 33kV Support Structure for Outdoor Cable Termination Kit | Item 17 | 2 | Nos |  |  |  | Excess(+) | 1 | Full Conversion | INR | [40 empty] | 0 | 0 | INR Zero Only | 1.01 | Supplying, Conveying and fixing spls. Including eart | item1 | 123.223 | Nos
2.12 | Earthing | Item 18
2.13 | Main Earthing Conductor 40mm dia MS Rod | Item 19 | 600 | meter |  |  |  | Excess(+) | 1 | Full Conversion | INR | [40 empty] | 0 | 0 | INR Zero Only | 1.01 | Supplying, Conveying and fixing spls. Including eart | item1 | 123.223 | Nos
2.14 | Earthing Conductor: 40mm dia MS Rod For Riser From The Burial Earth Mat To Equipment,Structure Etc) | Item 20 | 600 | meter |  |  |  | Excess(+) | 1 | Full Conversion | INR | [40 empty] | 0 | 0 | INR Zero Only | 1.01 | Supplying, Conveying and fixing spls. Including eart | item1 | 123.223 | Nos
2.15 | Earthing Conductor: 75X12mm GI Flat For Equipment and Structure Earthing | Item 21 | 300 | meter |  |  |  | Excess(+) | 1 | Full Conversion | INR | [40 empty] | 0 | 0 | INR Zero Only | 1.01 | Supplying, Conveying and fixing spls. Including eart | item1 | 123.223 | Nos
2.16 | Earthing Conductor: 50X6 mm GI(HDG) Flat For Riser For Console Box,Lt Panels,Dc Panels,Marshalling Boxes, Cable Trenches Etc) | Item 22 | 150 | meter |  |  |  | Excess(+) | 1 | Full Conversion | INR | [40 empty] | 0 | 0 | INR Zero Only | 1.01 | Supplying, Conveying and fixing spls. Including eart | item1 | 123.223 | Nos
2.17 | Earthing Device & Associated Accessories (50 mm Heavy Duty GI Perforated Pipe 3 Mtrs Long For Treated Earth Pit) | Item 23 | 6 | Nos. |  |  |  | Excess(+) | 1 | Full Conversion | INR | [40 empty] | 0 | 0 | INR Zero Only | 1.01 | Supplying, Conveying and fixing spls. Including eart | item1 | 123.223 | Nos
2.18 | Earthing Device & Associated Accessories 40Mm Ms Rod 3 Mtrs Long For Non Treated Earth Pit) | Item 24 | 60 | Nos. |  |  |  | Excess(+) | 1 | Full Conversion | INR | [40 empty] | 0 | 0 | INR Zero Only | 1.01 | Supplying, Conveying and fixing spls. Including eart | item1 | 123.223 | Nos
2.19 | Soil Resistivity Test And Soil Treatment As And When Required | Item 25 | 1 | JOB |  |  |  | Excess(+) | 1 | Full Conversion | INR | [40 empty] | 0 | 0 | INR Zero Only | 1.01 | Supplying, Conveying and fixing spls. Including eart | item1 | 123.223 | Nos
2.2 | Separate Earthing For 145 Kv GIS Modules | Item 26 | 1 | JOB |  |  |  | Excess(+) | 1 | Full Conversion | INR | [40 empty] | 0 | 0 | INR Zero Only | 1.01 | Supplying, Conveying and fixing spls. Including eart | item1 | 123.223 | Nos
2.21 | Separate Earthing For 145 Kv GIS Building | Item 27 | 1 | JOB |  |  |  | Excess(+) | 1 | Full Conversion | INR | [40 empty] | 0 | 0 | INR Zero Only | 1.01 | Supplying, Conveying and fixing spls. Including eart | item1 | 123.223 | Nos
2.22 | Separate Earthing For 36 Kv Indoor AIS Equipment | Item 28 | 1 | JOB |  |  |  | Excess(+) | 1 | Full Conversion | INR | [40 empty] | 0 | 0 | INR Zero Only | 1.01 | Supplying, Conveying and fixing spls. Including eart | item1 | 123.223 | Nos
2.23 | Separate Earthing For 36 Kv Indoor AIS Building | Item 29 | 1 | JOB |  |  |  | Excess(+) | 1 | Full Conversion | INR | [40 empty] | 0 | 0 | INR Zero Only | 1.01 | Supplying, Conveying and fixing spls. Including eart | item1 | 123.223 | Nos
2.24 | Other Earthing Accessories | Item 30 | 1 | Lot |  |  |  | Excess(+) | 1 | Full Conversion | INR | [40 empty] | 0 | 0 | INR Zero Only | 1.01 | Supplying, Conveying and fixing spls. Including eart | item1 | 123.223 | Nos
2.25 | Fire Protection System for Transformer | Item 31
2.26 | NIFPS | Item 32
2.27 | N2 Fire Prevention and extinguishing System for transformer with complete accessories and related Civil and Electrical works. | Item 33 | 2 | No |  |  |  | Excess(+) | 1 | Full Conversion | INR | [40 empty] | 0 | 0 | INR Zero Only | 1.01 | Supplying, Conveying and fixing spls. Including eart | item1 | 123.223 | Nos
2.28 | HVWS | Item 34
2.29 | HVW spray system, Hydrant System and complete U/G and O/G Piping and accessories etc and associated Civil Works for fire protection system for 2 nos 50 MVA 132/33kV Transformer | Item 35 | 1 | Set |  |  |  | Excess(+) | 1 | Full Conversion | INR | [40 empty] | 0 | 0 | INR Zero Only | 1.01 | Supplying, Conveying and fixing spls. Including eart | item1 | 123.223 | Nos
2.3 | HVWS System for 50 MVA ICT | Item 36 | 2 | Set |  |  |  | Excess(+) | 1 | Full Conversion | INR | [40 empty] | 0 | 0 | INR Zero Only | 1.01 | Supplying, Conveying and fixing spls. Including eart | item1 | 123.223 | Nos
2.31 | Portable/Wheel/ Trolley mounted Fire Extinguishers | Item 37
2.32 | 22.5 Kg capacity FE CO2 type, Trolley Mounted | Item 38 | 4 | Nos |  |  |  | Excess(+) | 1 | Full Conversion | INR | [40 empty] | 0 | 0 | INR Zero Only | 1.01 | Supplying, Conveying and fixing spls. Including eart | item1 | 123.223 | Nos
2.33 | 25 Kg Capacity FE DCP type, Trolley Mounted | Item 39 | 4 | Nos |  |  |  | Excess(+) | 1 | Full Conversion | INR | [40 empty] | 0 | 0 | INR Zero Only | 1.01 | Supplying, Conveying and fixing spls. Including eart | item1 | 123.223 | Nos
2.34 | DCP 10 Kg Capacity, Wall mounted | Item 40 | 6 | Nos |  |  |  | Excess(+) | 1 | Full Conversion | INR | [40 empty] | 0 | 0 | INR Zero Only | 1.01 | Supplying, Conveying and fixing spls. Including eart | item1 | 123.223 | Nos
2.35 | FE CO2 6.5 Kg capacity, Wall mounted | Item 41 | 4 | Nos |  |  |  | Excess(+) | 1 | Full Conversion | INR | [40 empty] | 0 | 0 | INR Zero Only | 1.01 | Supplying, Conveying and fixing spls. Including eart | item1 | 123.223 | Nos
2.36 | DCP 5 Kg Capacity, Wall mounted | Item 42 | 5 | Nos |  |  |  | Excess(+) | 1 | Full Conversion | INR | [40 empty] | 0 | 0 | INR Zero Only | 1.01 | Supplying, Conveying and fixing spls. Including eart | item1 | 123.223 | Nos
2.37 | Foam Type 9 liter Capacity, Wall mounted | Item 43 | 4 | Nos |  |  |  | Excess(+) | 1 | Full Conversion | INR | [40 empty] | 0 | 0 | INR Zero Only | 1.01 | Supplying, Conveying and fixing spls. Including eart | item1 | 123.223 | Nos
2.38 | Water CO2 9 liter, Wall mounted | Item 44 | 6 | Nos |  |  |  | Excess(+) | 1 | Full Conversion | INR | [40 empty] | 0 | 0 | INR Zero Only | 1.01 | Supplying, Conveying and fixing spls. Including eart | item1 | 123.223 | Nos
2.39 | Fire Buckets (12 Nos. with stand in one set) | Item 45 | 1 | Set |  |  |  | Excess(+) | 1 | Full Conversion | INR | [40 empty] | 0 | 0 | INR Zero Only | 1.01 | Supplying, Conveying and fixing spls. Including eart | item1 | 123.223 | Nos
2.4 | Erection of Indoor floor mounted, SIMPLEX type Control and Relay Panels, with mimic & annunciation panel for 132kV system as per specification comprising of the C & R Panels and shall be complete with Numerical Relays and SAMAST Compliant ABT Meters as per the Technical specifications & shall be compatible for SCADA/ SAS . | Item 46
2.41 | 132kV Panels | Item 47
2.42 | Transformer Protection Panel | Item 48 | 1 | No |  |  |  | Excess(+) | 1 | Full Conversion | INR | [40 empty] | 0 | 0 | INR Zero Only | 1.01 | Supplying, Conveying and fixing spls. Including eart | item1 | 123.223 | Nos
2.43 | Substation Automation System | Item 49
2.44 | Integration with Existing SAS (including transmittal of telemetry data for HV & LV side of both the Transformer) for 132 kV System. | Item 50 | 1 | LS |  |  |  | Excess(+) | 1 | Full Conversion | INR | [40 empty] | 0 | 0 | INR Zero Only | 1.01 | Supplying, Conveying and fixing spls. Including eart | item1 | 123.223 | Nos
2.45 | Transformer Protection Panel | Item 51 | 1 | No |  |  |  | Excess(+) | 1 | Full Conversion | INR | [40 empty] | 0 | 0 | INR Zero Only | 1.01 | Supplying, Conveying and fixing spls. Including eart | item1 | 123.223 | Nos
2.46 | Conductor / IPS Al Tube | Item 52
2.47 | 4" IPS Al Tube | Item 53 | 80 | Mtr |  |  |  | Excess(+) | 1 | Full Conversion | INR | [40 empty] | 0 | 0 | INR Zero Only | 1.01 | Supplying, Conveying and fixing spls. Including eart | item1 | 123.223 | Nos
2.48 | Lightning protection | Item 54
2.49 | Lightning Mast (LM)- 40m | Item 55 | 1 | No |  |  |  | Excess(+) | 1 | Full Conversion | INR | [40 empty] | 0 | 0 | INR Zero Only | 1.01 | Supplying, Conveying and fixing spls. Including eart | item1 | 123.223 | Nos
2.5 | Erection of mounting structures as required. | Item 56
2.51 | 132kV Equipments | Item 57
2.52 | Lightning Arrester (1 Phase) | Item 58 | 6 | Nos |  |  |  | Excess(+) | 1 | Full Conversion | INR | [40 empty] | 0 | 0 | INR Zero Only | 1.01 | Supplying, Conveying and fixing spls. Including eart | item1 | 123.223 | Nos
2.53 | 33kV Equipments | Item 59
2.54 | Lightning Arrester (1 Phase) | Item 60 | 6 | Nos |  |  |  | Excess(+) | 1 | Full Conversion | INR | [40 empty] | 0 | 0 | INR Zero Only | 1.01 | Supplying, Conveying and fixing spls. Including eart | item1 | 123.223 | Nos
2.55 | Illumination system for Outdoor Lighting (Switchyard and Street lighting) | Item 61
2.56 | Lighting Panel | Item 62
2.57 | Lighting Panel Type ACP-2 | Item 63 | 1 | Nos |  |  |  | Excess(+) | 1 | Full Conversion | INR | [40 empty] | 0 | 0 | INR Zero Only | 1.01 | Supplying, Conveying and fixing spls. Including eart | item1 | 123.223 | Nos
2.58 | Sub lighting panel type SLP | Item 64 | 2 | Nos |  |  |  | Excess(+) | 1 | Full Conversion | INR | [40 empty] | 0 | 0 | INR Zero Only | 1.01 | Supplying, Conveying and fixing spls. Including eart | item1 | 123.223 | Nos
2.59 | lighting Fixtures and Receptacles including junction box, lighting wires and flexible conduit (if required) from junction box to lighting fixture, mounting arrangement and other accessories/ materials etc as required for complete installation and commissioning of lighting fixture | Item 65
2.6 | Lighting Fixture Type SF1 | Item 66 | 4 | Nos |  |  |  | Excess(+) | 1 | Full Conversion | INR | [40 empty] | 0 | 0 | INR Zero Only | 1.01 | Supplying, Conveying and fixing spls. Including eart | item1 | 123.223 | Nos
2.61 | Lighting Fixture Type SF2 | Item 67 | 2 | Nos |  |  |  | Excess(+) | 1 | Full Conversion | INR | [40 empty] | 0 | 0 | INR Zero Only | 1.01 | Supplying, Conveying and fixing spls. Including eart | item1 | 123.223 | Nos
2.62 | Lighting Fixture Type SF4 | Item 68 | 2 | Nos |  |  |  | Excess(+) | 1 | Full Conversion | INR | [40 empty] | 0 | 0 | INR Zero Only | 1.01 | Supplying, Conveying and fixing spls. Including eart | item1 | 123.223 | Nos
3 | Erection, Testing & Commissioning of 33kV Equipments and Panels(Erection C) | Item 69
3.01 | 33kV,3 Phase, 13 Unit Panel (8 Line Bays, 2 Transformer incomer Bays, 1 Bus Sectionalizer Bay and 2 PT Bay ) Indoor Drawn out type switchgear as per specification (Single bus with sectionalizer) | Item 70 | 1 | Set |  |  |  | Excess(+) | 1 | Full Conversion | INR | [40 empty] | 0 | 0 | INR Zero Only | 1.01 | Supplying, Conveying and fixing spls. Including eart | item1 | 123.223 | Nos
3.02 | 30 kV,10 kA, Metal Oxide type, heavy duty, station class Lightning Arrestor complete with Surge Counter & copper connecting lead | Item 71 | 24 | No |  |  |  | Excess(+) | 1 | Full Conversion | INR | [40 empty] | 0 | 0 | INR Zero Only | 1.01 | Supplying, Conveying and fixing spls. Including eart | item1 | 123.223 | Nos
3.03 | Outdoor type 36 kV, 1250 A, 3-Ph gang operated, outdoor type, Double Break centre Post rotating outdoor type motor operated Disconnector (Isolator) with solid core Post Insulator. | Item 72
3.04 | With one earth switch | Item 73 | 8 | Sets |  |  |  | Excess(+) | 1 | Full Conversion | INR | [40 empty] | 0 | 0 | INR Zero Only | 1.01 | Supplying, Conveying and fixing spls. Including eart | item1 | 123.223 | Nos
3.05 | Supply of 33kV XLPE Cable and Termination Kit | Item 74
3.06 | 300 sqmm, 33kV, 1-Core, XLPE Armoured Cu cable alongwith related accessories | Item 75 | 900 | Mtr |  |  |  | Excess(+) | 1 | Full Conversion | INR | [40 empty] | 0 | 0 | INR Zero Only | 1.01 | Supplying, Conveying and fixing spls. Including eart | item1 | 123.223 | Nos
3.07 | 33kV Cable Termination Kit (both indoor and outdoor) along with its accessories and related structure for outdoor type. | Item 76 | 16 | Set |  |  |  | Excess(+) | 1 | Full Conversion | INR | [40 empty] | 0 | 0 | INR Zero Only | 1.01 | Supplying, Conveying and fixing spls. Including eart | item1 | 123.223 | Nos
3.08 | 33kV Support Structure for Outdoor Cable Termination Kit | Item 77 | 8 | Nos |  |  |  | Excess(+) | 1 | Full Conversion | INR | [40 empty] | 0 | 0 | INR Zero Only | 1.01 | Supplying, Conveying and fixing spls. Including eart | item1 | 123.223 | Nos
3.09 | Erection of Control, Relay & Protection Panel(Simplex Type) with mimic & annunciation panel with ABT Meters for 33kV system as per specification | Item 78
3.1 | 33 kV Panels | Item 79
3.11 | 33KV Line Protection & Control Panel | Item 80 | 8 | Nos |  |  |  | Excess(+) | 1 | Full Conversion | INR | [40 empty] | 0 | 0 | INR Zero Only | 1.01 | Supplying, Conveying and fixing spls. Including eart | item1 | 123.223 | Nos
3.12 | 33KV Transformer I/C Protection & Control Panel on 33 k V side of Power Transformer | Item 81 | 2 | Nos |  |  |  | Excess(+) | 1 | Full Conversion | INR | [40 empty] | 0 | 0 | INR Zero Only | 1.01 | Supplying, Conveying and fixing spls. Including eart | item1 | 123.223 | Nos
3.13 | 33KV Protection & Control Panel for Bus Section | Item 82 | 1 | Nos |  |  |  | Excess(+) | 1 | Full Conversion | INR | [40 empty] | 0 | 0 | INR Zero Only | 1.01 | Supplying, Conveying and fixing spls. Including eart | item1 | 123.223 | Nos
3.14 | Substation Automation System and Integration with existing SAS | Item 83
3.15 | Integration with Existing SAS for 33kV System | Item 84 | 1 | LS |  |  |  | Excess(+) | 1 | Full Conversion | INR | [40 empty] | 0 | 0 | INR Zero Only | 1.01 | Supplying, Conveying and fixing spls. Including eart | item1 | 123.223 | Nos
3.16 | Bay Steel Structures except equipment mounting structures | Item 85
3.17 | COLUMNS | Item 86
3.18 | Column Type ‘C5’ | Item 87 | 3 | Nos |  |  |  | Excess(+) | 1 | Full Conversion | INR | [40 empty] | 0 | 0 | INR Zero Only | 1.01 | Supplying, Conveying and fixing spls. Including eart | item1 | 123.223 | Nos
3.19 | Column Type ‘C6’ | Item 88 | 6 | Nos |  |  |  | Excess(+) | 1 | Full Conversion | INR | [40 empty] | 0 | 0 | INR Zero Only | 1.01 | Supplying, Conveying and fixing spls. Including eart | item1 | 123.223 | Nos
3.2 | Construction of foundations for lattice steel columns including supply of all foundation materials and labour etc. | Item 89 | 1 | Lot |  |  |  | Excess(+) | 1 | Full Conversion | INR | [40 empty] | 0 | 0 | INR Zero Only | 1.01 | Supplying, Conveying and fixing spls. Including eart | item1 | 123.223 | Nos
3.21 | BEAMS | Item 90
3.22 | Beam Type ‘B5’ | Item 91 | 8 | Nos |  |  |  | Excess(+) | 1 | Full Conversion | INR | [40 empty] | 0 | 0 | INR Zero Only | 1.01 | Supplying, Conveying and fixing spls. Including eart | item1 | 123.223 | Nos
3.23 | Erection of Foundation Bolts (including nuts, checknut and washers for lattice and pipe structures) | Item 92 | 1 | Lot |  |  |  | Excess(+) | 1 | Full Conversion | INR | [40 empty] | 0 | 0 | INR Zero Only | 1.01 | Supplying, Conveying and fixing spls. Including eart | item1 | 123.223 | Nos
3.24 | Erection of Fasteners (nuts, bolts and washers) including step bolts for lattice and pipe structures | Item 93 | 1 | Lot |  |  |  | Excess(+) | 1 | Full Conversion | INR | [40 empty] | 0 | 0 | INR Zero Only | 1.01 | Supplying, Conveying and fixing spls. Including eart | item1 | 123.223 | Nos
3.25 | Erection of mounting structures as required | Item 94
3.26 | 33kV Equipments | Item 95
3.27 | Isolator | Item 96 | 8 | Sets |  |  |  | Excess(+) | 1 | Full Conversion | INR | [40 empty] | 0 | 0 | INR Zero Only | 1.01 | Supplying, Conveying and fixing spls. Including eart | item1 | 123.223 | Nos
3.28 | Lightning Arrester (1 Phase) | Item 97 | 24 | Nos |  |  |  | Excess(+) | 1 | Full Conversion | INR | [40 empty] | 0 | 0 | INR Zero Only | 1.01 | Supplying, Conveying and fixing spls. Including eart | item1 | 123.223 | Nos
3.29 | Illumination System | Item 98
3.3 | Indoor Illumination system for the 33kV Indoor Switchgear Room | Item 99 | 1 | LS |  |  |  | Excess(+) | 1 | Full Conversion | INR | [40 empty] | 0 | 0 | INR Zero Only | 1.01 | Supplying, Conveying and fixing spls. Including eart | item1 | 123.223 | Nos
3.31 | Lightning protection (Lightning spikes, shield wires, down conductors etc.) | Item 100 | 1 | LS |  |  |  | Excess(+) | 1 | Full Conversion | INR | [40 empty] | 0 | 0 | INR Zero Only | 1.01 | Supplying, Conveying and fixing spls. Including eart | item1 | 123.223 | Nos
Total in Figures | [51 empty] | 0 | 0 |  | 4 | Construction of chamber for 100mm sluice plates | item5 | 10 | Nos
Quoted Rate in Figures |  |  |  | Select | [47 empty] | 0 | 0 | Zero Only
Quoted Rate in Words |  | INR Zero Only

## BoQ4 (hidden)
Item Rate BoQ
BoQ_Ver3.0 | Item Rate | Normal | INR Only | INR
Select, Excess (+), Less (-) |  | Less (-)
Tender Inviting Authority: CGM(PP&D), AEGCL
Name of Work: Supply of 132/33 kV GIS Equipments for Amingaon GIS under NESIDS fund [ Schedule 1C- Civil Works ]
Contract No: Nil
Name of the Bidder/ Bidding Firm / Company :
PRICE SCHEDULE (This BOQ template must not be modified/replaced by the bidder and the same should be uploaded after filling the relevent columns, else the bidder is liable to be rejected for this tender. Bidders are allowed to enter the Bidder Name and Values only )
NUMBER # | TEXT # | TEXT # | NUMBER # | TEXT # | NUMBER | NUMBER | TEXT | TEXT # | NUMBER # | TEXT# | TEXT # | NUMBER # | NUMBER | NUMBER | NUMBER | NUMBER | TEXT | TEXT | NUMBER | NUMBER | NUMBER | NUMBER | TEXT | TEXT | NUMBER | NUMBER | NUMBER | NUMBER | TEXT | TEXT | NUMBER | NUMBER | NUMBER | NUMBER | TEXT | TEXT | NUMBER | NUMBER | NUMBER | NUMBER | TEXT | TEXT | NUMBER | NUMBER | NUMBER # | NUMBER # | TEXT | TEXT | NUMBER # | NUMBER # | DATE | NUMBER # | NUMBER # | TEXT #
Sl. No. | Item Description | Item Code / Make | Quantity | Units | Estimated Rate in Rs. P |  |  | Addition / Deduction | Addition / Deduction Values | Currency Convertion against each Item | Quoted Currency in INR / Other Currency | Unit ExWorks (exclusive of taxes) In Figures To be entered by the Bidder in Rs. P | Excise Duty | VAT | Freight and Insurance Charges ( incl Unloading & Stacking) | Any Other Taxes/Duties/Levies |  |  | Other Taxes 2 | IIIrd Party i.e DGS&D / RITES etc Inspection Charges @0.34%+Service Tax | Less for Cenvat Credit,if any respect of Supplies Under full Excise Duty Category | [30 empty] | TOTAL AMOUNT (Without Taxes) in Rs. P | TOTAL AMOUNT With Taxes | TOTAL AMOUNT In Words
1 | 2 | 3 | 4 | 5 | 6 | 7 | 8 | 9 | 10 | 11 | 12 | 13 | 14 | 15 | 16 | 17 | 18 | 19 | 20 | 21 | 22 | 23 | 24 | 25 | 26 | 27 | 28 | 29 | 30 | 31 | 32 | 33 | 34 | 35 | 36 | 37 | 38 | 39 | 40 | 41 | 42 | 43 | 44 | 45 | 46 | 47 | 48 | 49 | 50 | 51 | 52 | 53 | 54 | 55
1 | Site development, PCC and Gravelling work
1.01 | Clearing and grubbing road land including uprooting wild vegetation, grass, bushes, shrubs, saplings and trees of girth upto 300 mm, removal of stumps of such trees cut earlier and disposal of unserviceable materials and stacking of serviceable material to be used or auctioned, upto a lead of 1000 m including removal and disposal of top organic soil not exceeding 150 mm in thickness as per Technical Specification Clause 201. (i) By Manual Means. (b) In area of thorny jungle. | Item 1 | 0.4 | Hectare |  |  |  | Excess(+) | 1 | Full Conversion | INR | [40 empty] | 0 | 0 | INR Zero Only | 1.01 | Supplying, Conveying and fixing spls. Including eart | item1 | 123.223 | Nos
1.02 | Earth work in excavation by mechanical means (Hydraulic excavator)/manual means over areas (exceeding 30 cm in depth, 1.5 m in width as well as 10 sqm on plan) including getting out and disposal of excavated earth lead upto 50 m and lift upto 1.5 m, as directed by Engineer-incharge. All kinds of soil. | Item 2 | 5000 | cum |  |  |  | Excess(+) | 1 | Full Conversion | INR | [40 empty] | 0 | 0 | INR Zero Only | 1.01 | Supplying, Conveying and fixing spls. Including eart | item1 | 123.223 | Nos
1.03 | Excavating, supplying and filling of local earth (including royalty) by mechanical transport upto a lead of 5km also including ramming and watering of the earth in layers not exceeding 20 cm in trenches, plinth, sides of foundation etc. complete. The Bill of Quantity for site development by Earthfilling shall be measured on fully compacted soil, therefore any shrinkage shall not be considered. | Item 3 | 3500 | Cum |  |  |  | Excess(+) | 1 | Full Conversion | INR | [40 empty] | 0 | 0 | INR Zero Only | 1.01 | Supplying, Conveying and fixing spls. Including eart | item1 | 123.223 | Nos
1.04 | Providing and laying in position ready mixed or site batched design mix cement concrete for plain cement concrete work; using coarse aggregate and fine aggregate derived from natural sources, Portland Pozzolana/Ordinary Portland /Portland Slag cement, admixtures in recommended proportions as per IS: 9103 to accelerate / retard setting of concrete, to improve durability and workability without impairing strength; including pumping of concrete to site of laying, curing, carriage for all leads; including the cost of centering, shuttering and finishing as per direction of the engineer-in-charge; for the following grades of concrete. Note: Extra cement up to 10% of the minimum specified cement content in design mix shall be payable separately. In case the cement content in design mix is more than 110% of the minimum specified cement content, the contractor shall have discretion to either re-design the mix or bear the cost of extra cement. Concrete of M10 grade with minimum cement content of 220 kg /cum | Item 4 | 350 | Cum |  |  |  | Excess(+) | 1 | Full Conversion | INR | [40 empty] | 0 | 0 | INR Zero Only | 1.01 | Supplying, Conveying and fixing spls. Including eart | item1 | 123.223 | Nos
1.05 | Providing and fixing Chlorinated Polyvinyl Chloride (CPVC) pipes, having thermal stability for hot & cold water supply including all CPVC plain & brass threaded fittings This includes jointing of pipes & fittings with one step CPVC solvent cement, trenching, refilling & testing of joints complete as per direction of Engineer in Charge. 100 mm nominal dia Pipes | Item 5 | 225 | RM |  |  |  | Excess(+) | 1 | Full Conversion | INR | [40 empty] | 0 | 0 | INR Zero Only | 1.01 | Supplying, Conveying and fixing spls. Including eart | item1 | 123.223 | Nos
1.06 | Providing and fixing PTMT grating of approved quality and colour. Circular type 100 mm nominal dia | Item 6 | 750 | Each |  |  |  | Excess(+) | 1 | Full Conversion | INR | [40 empty] | 0 | 0 | INR Zero Only | 1.01 | Supplying, Conveying and fixing spls. Including eart | item1 | 123.223 | Nos
1.07 | Supplying and laying 100 mm thick machine crushed 25 mm stone aggregates in layers. | Item 7 | 350 | Cum |  |  |  | Excess(+) | 1 | Full Conversion | INR | [40 empty] | 0 | 0 | INR Zero Only | 1.01 | Supplying, Conveying and fixing spls. Including eart | item1 | 123.223 | Nos
1.08 | Cost of Haulage excluding loading and unloading. Surface road. 25-5=20KM @ Rs.16.00 Cum/KM=20X16=320 | Item 8 | 350 | Cum |  |  |  | Excess(+) | 1 | Full Conversion | INR | [40 empty] | 0 | 0 | INR Zero Only | 1.01 | Supplying, Conveying and fixing spls. Including eart | item1 | 123.223 | Nos
1.09 | Trenches work | Item 9
1.1 | Earth work in excavation by mechanical means (Hydraulic excavator)/manual means over areas (exceeding 30 cm in depth, 1.5 m in width as well as 10 sqm on plan) including getting out and disposal of excavated earth lead upto 50 m and lift upto 1.5 m, as directed by Engineer-incharge. All kinds of soil. | Item 10 | 56.25 | Cum |  |  |  | Excess(+) | 1 | Full Conversion | INR | [40 empty] | 0 | 0 | INR Zero Only | 1.01 | Supplying, Conveying and fixing spls. Including eart | item1 | 123.223 | Nos
1.11 | Providing and laying in position ready mixed or site batched design mix cement concrete for plain cement concrete work; using coarse aggregate and fine aggregate derived from natural sources, Portland Pozzolana/Ordinary Portland /Portland Slag cement, admixtures in recommended proportions as per IS: 9103 to accelerate / retard setting of concrete, to improve durability and workability without impairing strength; including pumping of concrete to site of laying, curing, carriage for all leads; including the cost of centering, shuttering and finishing as per direction of the engineer-in-charge; for the following grades of concrete. Note: Extra cement up to 10% of the minimum specified cement content in design mix shall be payable separately. In case the cement content in design mix is more than 110% of the minimum specified cement content, the contractor shall have discretion to either re-design the mix or bear the cost of extra cement. Concrete of M10 grade with minimum cement content of 220 kg /cum | Item 11 | 7.03 | Cum |  |  |  | Excess(+) | 1 | Full Conversion | INR | [40 empty] | 0 | 0 | INR Zero Only | 1.01 | Supplying, Conveying and fixing spls. Including eart | item1 | 123.223 | Nos
1.12 | Providing and laying in position ready mixed or site batched design mix cement concrete for reinforced cement concrete work; using coarse aggregate and fine aggregate derived from natural sources, Portland Pozzolana / Ordinary Portland /Portland Slag cement, admixtures in recommended proportions as per IS: 9103 to accelerate / retard setting of concrete, to improve durability and workability without impairing strength; including pumping of concrete to site of laying, curing, carriage for all leads; including the cost of centering, shuttering, finishing and reinforcement as per direction of the engineer-in-charge; for the following grades of concrete. Note: Extra cement up to 10% of the minimum specified cement content in design mix shall be payable separately. In case the cement content in design mix is more than 1.10 times of the specified minimum cement content, the contractor shall have discretion to either re-design the mix or bear the cost of extra cement. Concrete of M25 grade with minimum cement content of 330 kg /cum | Item 12 | 45.54 | Cum |  |  |  | Excess(+) | 1 | Full Conversion | INR | [40 empty] | 0 | 0 | INR Zero Only | 1.01 | Supplying, Conveying and fixing spls. Including eart | item1 | 123.223 | Nos
1.13 | Steel reinforcement for R.C.C. work including straightening, cutting, bending, placing in position and binding all complete upto plinth level. Thermo-Mechanically Treated bars of grade Fe-500D or more. | Item 13 | 21265 | Kg |  |  |  | Excess(+) | 1 | Full Conversion | INR | [40 empty] | 0 | 0 | INR Zero Only | 1.01 | Supplying, Conveying and fixing spls. Including eart | item1 | 123.223 | Nos
1.14 | Structural steel work riveted, bolted or welded in built up sections, trusses and framed work, including cutting, hoisting, fixing in position and applying a priming coat of approved steel primer all complete. | Item 14 | 1200 | Kg |  |  |  | Excess(+) | 1 | Full Conversion | INR | [40 empty] | 0 | 0 | INR Zero Only | 1.01 | Supplying, Conveying and fixing spls. Including eart | item1 | 123.223 | Nos
1.15 | Providing and fixing on wall face unplasticised Rigid PVC rain water pipes conforming to IS : 13592 Type A, including jointing with seal ring conforming to IS : 5382, leaving 10 mm gap for thermal expansion, (i) Single socketed pipes. 110 mm diameter. | Item 15 | 100 | Rm |  |  |  | Excess(+) | 1 | Full Conversion | INR | [40 empty] | 0 | 0 | INR Zero Only | 1.01 | Supplying, Conveying and fixing spls. Including eart | item1 | 123.223 | Nos
1.16 | Boundary / Retaining wall | Item 16
1.17 | Earth work in excavation by mechanical means (Hydraulic excavator)/manual means over areas (exceeding 30 cm in depth, 1.5 m in width as well as 10 sqm on plan) including getting out and disposal of excavated earth lead upto 50 m and lift upto 1.5 m, as directed by Engineer-incharge. All kinds of soil. | Item 17 | 924 | cum |  |  |  | Excess(+) | 1 | Full Conversion | INR | [40 empty] | 0 | 0 | INR Zero Only | 1.01 | Supplying, Conveying and fixing spls. Including eart | item1 | 123.223 | Nos
1.18 | Providing and laying in position ready mixed or site batched design mix cement concrete for plain cement concrete work; using coarse aggregate and fine aggregate derived from natural sources, Portland Pozzolana/Ordinary Portland /Portland Slag cement, admixtures in recommended proportions as per IS: 9103 to accelerate / retard setting of concrete, to improve durability and workability without impairing strength; including pumping of concrete to site of laying, curing, carriage for all leads; including the cost of centering, shuttering and finishing as per direction of the engineer-in-charge; for the following grades of concrete. Note: Extra cement up to 10% of the minimum specified cement content in design mix shall be payable separately. In case the cement content in design mix is more than 110% of the minimum specified cement content, the contractor shall have discretion to either re-design the mix or bear the cost of extra cement. Concrete of M10 grade with minimum cement content of 220 kg /cum | Item 18 | 30.8 | cum |  |  |  | Excess(+) | 1 | Full Conversion | INR | [40 empty] | 0 | 0 | INR Zero Only | 1.01 | Supplying, Conveying and fixing spls. Including eart | item1 | 123.223 | Nos
1.19 | Providing and laying in position ready mixed or site batched design mix cement concrete for reinforced cement concrete work; using coarse aggregate and fine aggregate derived from natural sources, Portland Pozzolana / Ordinary Portland /Portland Slag cement, admixtures in recommended proportions as per IS: 9103 to accelerate / retard setting of concrete, to improve durability and workability without impairing strength; including pumping of concrete to site of laying, curing, carriage for all leads; including the cost of centering, shuttering, finishing and reinforcement as per direction of the engineer-in-charge; for the following grades of concrete. Note: Extra cement up to 10% of the minimum specified cement content in design mix shall be payable separately. In case the cement content in design mix is more than 1.10 times of the specified minimum cement content, the contractor shall have discretion to either re-design the mix or bear the cost of extra cement.
1.2 | All works upto plinth level Concrete of M25 grade with minimum cement content of 330 kg /cum | Item 20 | 93.1 | cum |  |  |  | Excess(+) | 1 | Full Conversion | INR | [40 empty] | 0 | 0 | INR Zero Only | 1.01 | Supplying, Conveying and fixing spls. Including eart | item1 | 123.223 | Nos
1.21 | All works above plinth level upto floor V level Concrete of M25 grade with minimum cement content of 330 kg /cum | Item 21 | 28.57 | cum |  |  |  | Excess(+) | 1 | Full Conversion | INR | [40 empty] | 0 | 0 | INR Zero Only | 1.01 | Supplying, Conveying and fixing spls. Including eart | item1 | 123.223 | Nos
1.22 | Steel reinforcement for R.C.C. work including straightening, cutting, bending, placing in position and binding all complete upto plinth level. Thermo-Mechanically Treated bars of grade Fe-500D or more. | Item 22 | 1642.4 | Kg |  |  |  | Excess(+) | 1 | Full Conversion | INR | [40 empty] | 0 | 0 | INR Zero Only | 1.01 | Supplying, Conveying and fixing spls. Including eart | item1 | 123.223 | Nos
1.23 | Coursed rubble masonry (first sort) with hard stone in foundation and plinth with : Cement mortar 1:6 (1 cement : 6 coarse sand) | Item 23 | 980 | cum |  |  |  | Excess(+) | 1 | Full Conversion | INR | [40 empty] | 0 | 0 | INR Zero Only | 1.01 | Supplying, Conveying and fixing spls. Including eart | item1 | 123.223 | Nos
1.24 | Tower foundations | Item 24
1.25 | Earth work in excavation by mechanical means (Hydraulic excavator)/manual means over areas (exceeding 30 cm in depth, 1.5 m in width as well as 10 sqm on plan) including getting out and disposal of excavated earth lead upto 50 m and lift upto 1.5 m, as directed by Engineer-incharge. All kinds of soil. | Item 25 | 159.08 | cum |  |  |  | Excess(+) | 1 | Full Conversion | INR | [40 empty] | 0 | 0 | INR Zero Only | 1.01 | Supplying, Conveying and fixing spls. Including eart | item1 | 123.223 | Nos
1.26 | Steel reinforcement for R.C.C. work including straightening, cutting, bending, placing in position and binding all complete upto plinth level. Thermo-Mechanically Treated bars of grade Fe-500D or more. | Item 26 | 11135 | Kg |  |  |  | Excess(+) | 1 | Full Conversion | INR | [40 empty] | 0 | 0 | INR Zero Only | 1.01 | Supplying, Conveying and fixing spls. Including eart | item1 | 123.223 | Nos
1.27 | Providing and laying in position ready mixed or site batched design mix cement concrete for plain cement concrete work; using coarse aggregate and fine aggregate derived from natural sources, Portland Pozzolana/Ordinary Portland /Portland Slag cement, admixtures in recommended proportions as per IS: 9103 to accelerate / retard setting of concrete, to improve durability and workability without impairing strength; including pumping of concrete to site of laying, curing, carriage for all leads; including the cost of centering, shuttering and finishing as per direction of the engineer-in-charge; for the following grades of concrete. Note: Extra cement up to 10% of the minimum specified cement content in design mix shall be payable separately. In case the cement content in design mix is more than 110% of the minimum specified cement content, the contractor shall have discretion to either re-design the mix or bear the cost of extra cement. Concrete of M10 grade with minimum cement content of 220 kg /cum | Item 27 | 7.58 | cum |  |  |  | Excess(+) | 1 | Full Conversion | INR | [40 empty] | 0 | 0 | INR Zero Only | 1.01 | Supplying, Conveying and fixing spls. Including eart | item1 | 123.223 | Nos
1.28 | Providing and laying in position ready mixed or site batched design mix cement concrete for reinforced cement concrete work; using coarse aggregate and fine aggregate derived from natural sources, Portland Pozzolana / Ordinary Portland /Portland Slag cement, admixtures in recommended proportions as per IS: 9103 to accelerate / retard setting of concrete, to improve durability and workability without impairing strength; including pumping of concrete to site of laying, curing, carriage for all leads; including the cost of centering, shuttering, finishing and reinforcement as per direction of the engineer-in-charge; for the following grades of concrete. Note: Extra cement up to 10% of the minimum specified cement content in design mix shall be payable separately. In case the cement content in design mix is more than 1.10 times of the specified minimum cement content, the contractor shall have discretion to either re-design the mix or bear the cost of extra cement. All works upto plinth level Concrete of M25 grade with minimum cement content of 330 kg /cum | Item 28 | 58.54 | cum |  |  |  | Excess(+) | 1 | Full Conversion | INR | [40 empty] | 0 | 0 | INR Zero Only | 1.01 | Supplying, Conveying and fixing spls. Including eart | item1 | 123.223 | Nos
1.29 | Equipment foundations | Item 29
1.3 | Earth work in excavation by mechanical means (Hydraulic excavator)/manual means over areas (exceeding 30 cm in depth, 1.5 m in width as well as 10 sqm on plan) including getting out and disposal of excavated earth lead upto 50 m and lift upto 1.5 m, as directed by Engineer-incharge. All kinds of soil. | Item 30 | 510.68 | cum |  |  |  | Excess(+) | 1 | Full Conversion | INR | [40 empty] | 0 | 0 | INR Zero Only | 1.01 | Supplying, Conveying and fixing spls. Including eart | item1 | 123.223 | Nos
1.31 | Providing and laying in position ready mixed or site batched design mix cement concrete for plain cement concrete work; using coarse aggregate and fine aggregate derived from natural sources, Portland Pozzolana/Ordinary Portland /Portland Slag cement, admixtures in recommended proportions as per IS: 9103 to accelerate / retard setting of concrete, to improve durability and workability without impairing strength; including pumping of concrete to site of laying, curing, carriage for all leads; including the cost of centering, shuttering and finishing as per direction of the engineer-in-charge; for the following grades of concrete. Note: Extra cement up to 10% of the minimum specified cement content in design mix shall be payable separately. In case the cement content in design mix is more than 110% of the minimum specified cement content, the contractor shall have discretion to either re-design the mix or bear the cost of extra cement. Concrete of M10 grade with minimum cement content of 220 kg /cum | Item 31 | 23.17 | cum |  |  |  | Excess(+) | 1 | Full Conversion | INR | [40 empty] | 0 | 0 | INR Zero Only | 1.01 | Supplying, Conveying and fixing spls. Including eart | item1 | 123.223 | Nos
1.32 | Providing and laying in position ready mixed or site batched design mix cement concrete for reinforced cement concrete work; using coarse aggregate and fine aggregate derived from natural sources, Portland Pozzolana / Ordinary Portland /Portland Slag cement, admixtures in recommended proportions as per IS: 9103 to accelerate / retard setting of concrete, to improve durability and workability without impairing strength; including pumping of concrete to site of laying, curing, carriage for all leads; including the cost of centering, shuttering, finishing and reinforcement as per direction of the engineer-in-charge; for the following grades of concrete. Note: Extra cement up to 10% of the minimum specified cement content in design mix shall be payable separately. In case the cement content in design mix is more than 1.10 times of the specified minimum cement content, the contractor shall have discretion to either re-design the mix or bear the cost of extra cement. All works upto plinth level Concrete of M25 grade with minimum cement content of 330 kg /cum | Item 32 | 149.48 | cum |  |  |  | Excess(+) | 1 | Full Conversion | INR | [40 empty] | 0 | 0 | INR Zero Only | 1.01 | Supplying, Conveying and fixing spls. Including eart | item1 | 123.223 | Nos
1.33 | Steel reinforcement for R.C.C. work including straightening, cutting, bending, placing in position and binding all complete upto plinth level. Thermo-Mechanically Treated bars of grade Fe-500D or more. | Item 33 | 12333 | Kg |  |  |  | Excess(+) | 1 | Full Conversion | INR | [40 empty] | 0 | 0 | INR Zero Only | 1.01 | Supplying, Conveying and fixing spls. Including eart | item1 | 123.223 | Nos
1.34 | 50 MVA Power Transformer foundation-2 Nos | Item 34
1.35 | Earth work in excavation by mechanical means (Hydraulic excavator)/manual means over areas (exceeding 30 cm in depth, 1.5 m in width as well as 10 sqm on plan) including getting out and disposal of excavated earth lead upto 50 m and lift upto 1.5 m, as directed by Engineer-incharge. All kinds of soil. | Item 35 | 313.96 | cum |  |  |  | Excess(+) | 1 | Full Conversion | INR | [40 empty] | 0 | 0 | INR Zero Only | 1.01 | Supplying, Conveying and fixing spls. Including eart | item1 | 123.223 | Nos
1.36 | Providing and laying in position ready mixed or site batched design mix cement concrete for plain cement concrete work; using coarse aggregate and fine aggregate derived from natural sources, Portland Pozzolana/Ordinary Portland /Portland Slag cement, admixtures in recommended proportions as per IS: 9103 to accelerate / retard setting of concrete, to improve durability and workability without impairing strength; including pumping of concrete to site of laying, curing, carriage for all leads; including the cost of centering, shuttering and finishing as per direction of the engineer-in-charge; for the following grades of concrete. Note: Extra cement up to 10% of the minimum specified cement content in design mix shall be payable separately. In case the cement content in design mix is more than 110% of the minimum specified cement content, the contractor shall have discretion to either re-design the mix or bear the cost of extra cement. Concrete of M10 grade with minimum cement content of 220 kg /cum | Item 36 | 20.96 | cum |  |  |  | Excess(+) | 1 | Full Conversion | INR | [40 empty] | 0 | 0 | INR Zero Only | 1.01 | Supplying, Conveying and fixing spls. Including eart | item1 | 123.223 | Nos
1.37 | Providing and laying in position ready mixed or site batched design mix cement concrete for reinforced cement concrete work; using coarse aggregate and fine aggregate derived from natural sources, Portland Pozzolana / Ordinary Portland /Portland Slag cement, admixtures in recommended proportions as per IS: 9103 to accelerate / retard setting of concrete, to improve durability and workability without impairing strength; including pumping of concrete to site of laying, curing, carriage for all leads; including the cost of centering, shuttering, finishing and reinforcement as per direction of the engineer-in-charge; for the following grades of concrete. Note: Extra cement up to 10% of the minimum specified cement content in design mix shall be payable separately. In case the cement content in design mix is more than 1.10 times of the specified minimum cement content, the contractor shall have discretion to either re-design the mix or bear the cost of extra cement. All works upto plinth level Concrete of M25 grade with minimum cement content of 330 kg /cum | Item 37 | 53.25 | cum |  |  |  | Excess(+) | 1 | Full Conversion | INR | [40 empty] | 0 | 0 | INR Zero Only | 1.01 | Supplying, Conveying and fixing spls. Including eart | item1 | 123.223 | Nos
1.38 | Steel reinforcement for R.C.C. work including straightening, cutting, bending, placing in position and binding all complete upto plinth level. Thermo-Mechanically Treated bars of grade Fe-500D or more. | Item 38 | 6390 | Kg |  |  |  | Excess(+) | 1 | Full Conversion | INR | [40 empty] | 0 | 0 | INR Zero Only | 1.01 | Supplying, Conveying and fixing spls. Including eart | item1 | 123.223 | Nos
1.39 | Structural steel work riveted, bolted or welded in built up sections, trusses and framed work, including cutting, hoisting, fixing in position and applying a priming coat of approved steel primer all complete. | Item 39 | 18384 | Kg |  |  |  | Excess(+) | 1 | Full Conversion | INR | [40 empty] | 0 | 0 | INR Zero Only | 1.01 | Supplying, Conveying and fixing spls. Including eart | item1 | 123.223 | Nos
1.4 | Fire Protection wall- 1 Nos | Item 40
1.41 | Earth work in excavation by mechanical means (Hydraulic excavator)/manual means over areas (exceeding 30 cm in depth, 1.5 m in width as well as 10 sqm on plan) including getting out and disposal of excavated earth lead upto 50 m and lift upto 1.5 m, as directed by Engineer-incharge. All kinds of soil. | Item 41 | 59.36 | cum |  |  |  | Excess(+) | 1 | Full Conversion | INR | [40 empty] | 0 | 0 | INR Zero Only | 1.01 | Supplying, Conveying and fixing spls. Including eart | item1 | 123.223 | Nos
1.42 | Providing and laying in position ready mixed or site batched design mix cement concrete for plain cement concrete work; using coarse aggregate and fine aggregate derived from natural sources, Portland Pozzolana/Ordinary Portland /Portland Slag cement, admixtures in recommended proportions as per IS: 9103 to accelerate / retard setting of concrete, to improve durability and workability without impairing strength; including pumping of concrete to site of laying, curing, carriage for all leads; including the cost of centering, shuttering and finishing as per direction of the engineer-in-charge; for the following grades of concrete. Note: Extra cement up to 10% of the minimum specified cement content in design mix shall be payable separately. In case the cement content in design mix is more than 110% of the minimum specified cement content, the contractor shall have discretion to either re-design the mix or bear the cost of extra cement. Concrete of M10 grade with minimum cement content of 220 kg /cum | Item 42 | 1.54 | cum |  |  |  | Excess(+) | 1 | Full Conversion | INR | [40 empty] | 0 | 0 | INR Zero Only | 1.01 | Supplying, Conveying and fixing spls. Including eart | item1 | 123.223 | Nos
1.43 | Brick on edge flooring with bricks of class designation 7.5 on a bed of 12 mm cement mortar, including filling the joints with same mortar, with common burnt clay non modular bricks: 1:6 (1cement : 6 coarse sand) | Item 43 | 22.19 | Sqm |  |  |  | Excess(+) | 1 | Full Conversion | INR | [40 empty] | 0 | 0 | INR Zero Only | 1.01 | Supplying, Conveying and fixing spls. Including eart | item1 | 123.223 | Nos
1.44 | 5.33 Providing and laying in position ready mixed or site batched design mix cement concrete for reinforced cement concrete work; using coarse aggregate and fine aggregate derived from natural sources, Portland Pozzolana / Ordinary Portland /Portland Slag cement, admixtures in recommended proportions as per IS: 9103 to accelerate / retard setting of concrete, to improve durability and workability without impairing strength; including pumping of concrete to site of laying, curing, carriage for all leads; including the cost of centering, shuttering, finishing and reinforcement as per direction of the engineer-in-charge; for the following grades of concrete. Note: Extra cement up to 10% of the minimum specified cement content in design mix shall be payable separately. In case the cement content in design mix is more than 1.10 times of the specified minimum cement content, the contractor shall have discretion to either re-design the mix or bear the cost of extra cement. | Item 44
1.45 | All works upto plinth level Concrete of M25 grade with minimum cement content of 330 kg /cum | Item 45 | 8.81 | cum |  |  |  | Excess(+) | 1 | Full Conversion | INR | [40 empty] | 0 | 0 | INR Zero Only | 1.01 | Supplying, Conveying and fixing spls. Including eart | item1 | 123.223 | Nos
1.46 | All works above plinth level upto floor V level Concrete of M25 grade with minimum cement content of 330 kg /cum | Item 46 | 3.66 | cum |  |  |  | Excess(+) | 1 | Full Conversion | INR | [40 empty] | 0 | 0 | INR Zero Only | 1.01 | Supplying, Conveying and fixing spls. Including eart | item1 | 123.223 | Nos
1.47 | Steel reinforcement for R.C.C. work including straightening, cutting, bending, placing in position and binding all complete upto plinth level. Thermo-Mechanically Treated bars of grade Fe-500D or more. | Item 47 | 929 | kg |  |  |  | Excess(+) | 1 | Full Conversion | INR | [40 empty] | 0 | 0 | INR Zero Only | 1.01 | Supplying, Conveying and fixing spls. Including eart | item1 | 123.223 | Nos
1.48 | Brick work with common burnt clay F.P.S. (non modular) bricks of class designation 7.5 in superstructure above plinth level up to floor V level in all shapes and sizes in : Cement mortar 1:4 (1 cement : 4 coarse sand) | Item 48 | 29.07 | cum |  |  |  | Excess(+) | 1 | Full Conversion | INR | [40 empty] | 0 | 0 | INR Zero Only | 1.01 | Supplying, Conveying and fixing spls. Including eart | item1 | 123.223 | Nos
1.49 | 15 mm cement plaster on the rough side of single or half brick wall of mix : (1 cement: 6 fine sand) | Item 49 | 148.29 | Sqm. |  |  |  | Excess(+) | 1 | Full Conversion | INR | [40 empty] | 0 | 0 | INR Zero Only | 1.01 | Supplying, Conveying and fixing spls. Including eart | item1 | 123.223 | Nos
1.5 | Applying one coat of water thinnable cement primer of approved brand and manufacture on wall surface : Water thinnable cement | Item 50 | 148.29 | Sqm. |  |  |  | Excess(+) | 1 | Full Conversion | INR | [40 empty] | 0 | 0 | INR Zero Only | 1.01 | Supplying, Conveying and fixing spls. Including eart | item1 | 123.223 | Nos
1.51 | Finishing walls with water proofing cement paint of required shade : New work (Two or more coats applied @ 3.84 kg/10 sqm) | Item 51 | 148.29 | Sqm. |  |  |  | Excess(+) | 1 | Full Conversion | INR | [40 empty] | 0 | 0 | INR Zero Only | 1.01 | Supplying, Conveying and fixing spls. Including eart | item1 | 123.223 | Nos
1.52 | VCB Building | Item 52
1.53 | Design and Construction of VCB Building ( Ht=6.00 meter ) with all finishes, Sanitary System,Plumbing,Electrification,AIR Conditioning etc as per the drawing ,specification and direction of Engineer In Charge .Rate shall include supply of all material and labour. | Item 53 | 175 | SqMeter |  |  |  | Excess(+) | 1 | Full Conversion | INR | [40 empty] | 0 | 0 | INR Zero Only | 1.01 | Supplying, Conveying and fixing spls. Including eart | item1 | 123.223 | Nos
1.54 | PCC Road | Item 54
1.55 | Brick on edge flooring with bricks of class designation 7.5 on a bed of 12 mm cement mortar, including filling the joints with same mortar, with common burnt clay non modular bricks: 1:6 (1cement : 6 coarse sand) | Item 55 | 750 | Sqm |  |  |  | Excess(+) | 1 | Full Conversion | INR | [40 empty] | 0 | 0 | INR Zero Only | 1.01 | Supplying, Conveying and fixing spls. Including eart | item1 | 123.223 | Nos
1.56 | Providing and laying in position specified grade of reinforced cement concrete, excluding the cost of centering, shuttering, finishing and reinforcement - All work up to plinth level : 1:2:4 (1 cement : 2 coarse sand (zone-III) derived from natural sources : 4 graded stone aggregate 20 mm nominal size derived from natural sources) | Item 56 | 112.5 | Cum |  |  |  | Excess(+) | 1 | Full Conversion | INR | [40 empty] | 0 | 0 | INR Zero Only
Total in Figures | [51 empty] | 0 | 0 |  | 4 | Construction of chamber for 100mm sluice plates | item5 | 10 | Nos
Quoted Rate in Figures |  |  |  | Select | [47 empty] | 0 | 0 | Zero Only
Quoted Rate in Words |  | INR Zero Only

## Macros
Please Enable Macros to View BoQ information