## BoQ1 (hidden)
Item Rate BoQ
BoQ_Ver3.0 | Item Rate | Normal | INR Only | INR
Select, Excess (+), Less (-) |  | Less (-)
Tender Inviting Authority: MD, AEGCL
Name of Work: Turnkey Construction of a 132kV Railway Traction Bay at 132kV Dullavchera GSS, AEGCL respectively including Supply of Bay Equipment and line bay materials and associated works etc [ Schedule 1-Supply for 132kV bay at 132kV Dullavchera GSS]
Contract No: Nil
Name of the Bidder/ Bidding Firm / Company :
PRICE SCHEDULE (This BOQ template must not be modified/replaced by the bidder and the same should be uploaded after filling the relevent columns, else the bidder is liable to be rejected for this tender. Bidders are allowed to enter the Bidder Name and Values only )
NUMBER # | TEXT # | TEXT # | NUMBER # | TEXT # | NUMBER | NUMBER | TEXT | TEXT # | NUMBER # | TEXT# | TEXT # | NUMBER # | NUMBER | NUMBER | NUMBER | NUMBER | TEXT | TEXT | NUMBER | NUMBER | NUMBER | NUMBER | TEXT | TEXT | NUMBER | NUMBER | NUMBER | NUMBER | TEXT | TEXT | NUMBER | NUMBER | NUMBER | NUMBER | TEXT | TEXT | NUMBER | NUMBER | NUMBER | NUMBER | TEXT | TEXT | NUMBER | NUMBER | NUMBER # | NUMBER # | TEXT | TEXT | NUMBER # | NUMBER # | DATE | NUMBER # | NUMBER # | TEXT #
Sl. No. | Item Description | Item Code / Make | Quantity | Units | Estimated Rate in Rs. P |  |  | Addition / Deduction | Addition / Deduction Values | Currency Convertion against each Item | Quoted Currency in INR / Other Currency | Unit RATE (exclusive of taxes) In Figures To be entered by the Bidder in Rs. P | Excise Duty | VAT | Freight and Insurance Charges ( incl Unloading & Stacking) | Any Other Taxes/Duties/Levies |  |  | Other Taxes 2 | IIIrd Party i.e DGS&D / RITES etc Inspection Charges @0.34%+Service Tax | Less for Cenvat Credit,if any respect of Supplies Under full Excise Duty Category | [30 empty] | TOTAL AMOUNT (Without Taxes) in Rs. P | TOTAL AMOUNT With Taxes | TOTAL AMOUNT In Words
1 | 2 | 3 | 4 | 5 | 6 | 7 | 8 | 9 | 10 | 11 | 12 | 13 | 14 | 15 | 16 | 17 | 18 | 19 | 20 | 21 | 22 | 23 | 24 | 25 | 26 | 27 | 28 | 29 | 30 | 31 | 32 | 33 | 34 | 35 | 36 | 37 | 38 | 39 | 40 | 41 | 42 | 43 | 44 | 45 | 46 | 47 | 48 | 49 | 50 | 51 | 52 | 53 | 54 | 55
1 | Circuit Breakers with mounting structures and terminal connectors etc.as applicable as per specification | Item 1 | [52 empty] | 1 | Construction of chamber for 100mm sluices valve | item1 | 10 | 1 Nos
1.1 | 132 kV Gang operated outdoor SF6 Breakers | Item 2 | 1 | Set |  |  |  | Excess(+) | 1 | Full Conversion | INR | [40 empty] | #VALUE! | #VALUE! | #VALUE! | 1.02 | Construction of chamber for 100mm sluice plates | item2 | 213 | Nos
2 | SIEMENS made Control & Relay Panel with Automation (Simplex Type) complete with BCU, ethernet switch and all accessories as required for SAS integration. | Item 3 | [52 empty] | 1 | Construction of chamber for 100mm sluices valve | item1 | 10 | 1 Nos
2.1 | For 132 kV Feeder Capable of integration into Existing SAS (SIEMENS) at Dullavchera GSS | Item 4 | 1 | Set |  |  |  | Excess(+) | 1 | Full Conversion | INR | [40 empty] | #VALUE! | #VALUE! | #VALUE! | 1.02 | Construction of chamber for 100mm sluice plates | item2 | 213 | Nos
3 | Current Transformers (1-phase) with terminal connectors etc. as per specification | Item 5 | [52 empty] | 1 | Construction of chamber for 100mm sluices valve | item1 | 10 | 1 Nos
3.1 | 132 kV, 400-200/1-1-1 Line CT | Item 6 | 3 | Nos. |  |  |  | Excess(+) | 1 | Full Conversion | INR | [40 empty] | #VALUE! | #VALUE! | #VALUE! | 1.02 | Construction of chamber for 100mm sluice plates | item2 | 213 | Nos
4 | Isolators with insulators, terminal connectors, structures complete etc. as per specification | Item 7 | [52 empty] | 1 | Construction of chamber for 100mm sluices valve | item1 | 10 | 1 Nos
4.1 | 132 kV horizontal centre break isolator With Single Earth Switch (3-phase) | Item 8 | 1 | Set |  |  |  | Excess(+) | 1 | Full Conversion | INR | [40 empty] | #VALUE! | #VALUE! | #VALUE! | 1.02 | Construction of chamber for 100mm sluice plates | item2 | 213 | Nos
4.2 | 132 kV horizontal centre break isolator Without Earth Switch (3-Phase) | Item 9 | 1 | Set |  |  |  | Excess(+) | 1 | Full Conversion | INR | [40 empty] | #VALUE! | #VALUE! | #VALUE! | 1.02 | Construction of chamber for 100mm sluice plates | item2 | 213 | Nos
5 | Lightning Arrester with terminal connectors etc. as per specification | Item 10 | [52 empty] | 1 | Construction of chamber for 100mm sluices valve | item1 | 10 | 1 Nos
5.1 | 132 kV Lightning Arrester | Item 11 | 3 | Nos. |  |  |  | Excess(+) | 1 | Full Conversion | INR | [40 empty] | #VALUE! | #VALUE! | #VALUE! | 1.02 | Construction of chamber for 100mm sluice plates | item2 | 213 | Nos
6 | Post Insulator with terminal connectors etc. as per specification | Item 12 | [52 empty] | 1 | Construction of chamber for 100mm sluices valve | item1 | 10 | 1 Nos
6.1 | 132 kV Post Insulator | Item 13 | 6 | Nos. |  |  |  | Excess(+) | 1 | Full Conversion | INR | [40 empty] | #VALUE! | #VALUE! | #VALUE! | 1.02 | Construction of chamber for 100mm sluice plates | item2 | 213 | Nos
7 | 132 kV CVT with terminal connectors etc as per specfication. | Item 14 | 3 | Nos. |  |  |  | Excess(+) | 1 | Full Conversion | INR | [40 empty] | #VALUE! | #VALUE! | #VALUE! | 1.02 | Construction of chamber for 100mm sluice plates | item2 | 213 | Nos
8 | Supply of Mounting structures with mounting & foundation bolts as per drawings supplied for | Item 15 | [52 empty] | 1 | Construction of chamber for 100mm sluices valve | item1 | 10 | 1 Nos
8.1 | 132 kV, 400-200/1-1-1 Line CT | Item 16 | 3 | Nos. |  |  |  | Excess(+) | 1 | Full Conversion | INR | [40 empty] | #VALUE! | #VALUE! | #VALUE! | 1.02 | Construction of chamber for 100mm sluice plates | item2 | 213 | Nos
8.2 | 132kV Isolator With Single Earth Switch | Item 17 | 1 | Set |  |  |  | Excess(+) | 1 | Full Conversion | INR | [40 empty] | #VALUE! | #VALUE! | #VALUE! | 1.02 | Construction of chamber for 100mm sluice plates | item2 | 213 | Nos
8.3 | 132kV Isolator Without Earth Switch | Item 18 | 1 | Set |  |  |  | Excess(+) | 1 | Full Conversion | INR | [40 empty] | #VALUE! | #VALUE! | #VALUE! | 1.02 | Construction of chamber for 100mm sluice plates | item2 | 213 | Nos
8.5 | 132kV Lightning Arrester | Item 19 | 3 | Nos. |  |  |  | Excess(+) | 1 | Full Conversion | INR | [40 empty] | #VALUE! | #VALUE! | #VALUE! | 1.02 | Construction of chamber for 100mm sluice plates | item2 | 213 | Nos
8.6 | 132kV Post Insulator | Item 20 | 6 | Nos. |  |  |  | Excess(+) | 1 | Full Conversion | INR | [40 empty] | #VALUE! | #VALUE! | #VALUE! | 1.02 | Construction of chamber for 100mm sluice plates | item2 | 213 | Nos
8.7 | 132kV CVT | Item 21 | 3 | Nos. |  |  |  | Excess(+) | 1 | Full Conversion | INR | [40 empty] | #VALUE! | #VALUE! | #VALUE! | 1.02 | Construction of chamber for 100mm sluice plates | item2 | 213 | Nos
9 | Supply and Design of Bay Steel Structures except equipment mounting structures | Item 22 | [52 empty] | 1 | Construction of chamber for 100mm sluices valve | item1 | 10 | 1 Nos
9.1 | Column | Item 23
9.11 | Column Type 'C1' ( 2 Nos.) [ 2317.41 Kg/ per Column ] | Item 24 | 4634.83 | Kg |  |  |  | Excess(+) | 1 | Full Conversion | INR | [40 empty] | #VALUE! | #VALUE! | #VALUE! | 1.02 | Construction of chamber for 100mm sluice plates | item2 | 213 | Nos
9.2 | Beams | Item 25
9.21 | Beam Type 'B1' ( 2 Nos) [ 751.77 Kg/ per Beam ] | Item 26 | 1503.54 | Kg |  |  |  | Excess(+) | 1 | Full Conversion | INR | [40 empty] | #VALUE! | #VALUE! | #VALUE! | 1.02 | Construction of chamber for 100mm sluice plates | item2 | 213 | Nos
10 | Supply of Power Cables | Item 27 | [52 empty] | 1 | Construction of chamber for 100mm sluices valve | item1 | 10 | 1 Nos
10.1 | 2C, 6 mm2 | Item 28 | 500 | Mtr. |  |  |  | Excess(+) | 1 | Full Conversion | INR | [40 empty] | #VALUE! | #VALUE! | #VALUE! | 1.02 | Construction of chamber for 100mm sluice plates | item2 | 213 | Nos
10.2 | 4C, 16 mm2 | Item 29 | 400 | Mtr. |  |  |  | Excess(+) | 1 | Full Conversion | INR | [40 empty] | #VALUE! | #VALUE! | #VALUE! | 1.02 | Construction of chamber for 100mm sluice plates | item2 | 213 | Nos
11 | Supply of Control Cables | Item 30
11.1 | 2C, 2.5 mm2 | Item 31 | 300 | Mtr. |  |  |  | Excess(+) | 1 | Full Conversion | INR | [40 empty] | #VALUE! | #VALUE! | #VALUE! | 1.02 | Construction of chamber for 100mm sluice plates | item2 | 213 | Nos
11.2 | 4C, 2.5 mm2 | Item 32 | 600 | Mtr. |  |  |  | Excess(+) | 1 | Full Conversion | INR | [40 empty] | #VALUE! | #VALUE! | #VALUE!
11.3 | 7C, 1.5 mm2 | Item 33 | 400 | Mtr. |  |  |  | Excess(+) | 1 | Full Conversion | INR | [40 empty] | #VALUE! | #VALUE! | #VALUE! | 1.02 | Construction of chamber for 100mm sluice plates | item2 | 213 | Nos
11.4 | 12C, 1.5 mm2 | Item 34 | 300 | Mtr. |  |  |  | Excess(+) | 1 | Full Conversion | INR | [40 empty] | #VALUE! | #VALUE! | #VALUE! | 1.02 | Construction of chamber for 100mm sluice plates | item2 | 213 | Nos
11.5 | 19C, 1.5 mm2 | Item 35 | 300 | Mtr. |  |  |  | Excess(+) | 1 | Full Conversion | INR | [40 empty] | #VALUE! | #VALUE! | #VALUE! | 1.02 | Construction of chamber for 100mm sluice plates | item2 | 213 | Nos
12 | Supply of ACSR Panther Conductor | Item 36 | 0.5 | Km |  |  |  | Excess(+) | 1 | Full Conversion | INR | [40 empty] | #VALUE! | #VALUE! | #VALUE! | 1.02 | Construction of chamber for 100mm sluice plates | item2 | 213 | Nos
13 | Disc Insulator Strings complete with all hardware fittings, clamps etc. | Item 37 | [52 empty] | 1 | Construction of chamber for 100mm sluices valve | item1 | 10 | 1 Nos
13.1 | 10 Disc Tension Insulator String | Item 38 | 6 | Nos. |  |  |  | Excess(+) | 1 | Full Conversion | INR | [40 empty] | #VALUE! | #VALUE! | #VALUE! | 1.02 | Construction of chamber for 100mm sluice plates | item2 | 213 | Nos
13.3 | 9 Disc Suspension Insulator String | Item 39 | 6 | Nos. |  |  |  | Excess(+) | 1 | Full Conversion | INR | [40 empty] | #VALUE! | #VALUE! | #VALUE! | 1.02 | Construction of chamber for 100mm sluice plates | item2 | 213 | Nos
14 | Supply of Earthing System Materials | Item 40 | [52 empty] | 1 | Construction of chamber for 100mm sluices valve | item1 | 10 | 1 Nos
14.1 | Main Earh mat (65 x12 mmGI Flat) | Item 41 | 600 | Mtr. |  |  |  | Excess(+) | 1 | Full Conversion | INR | [40 empty] | #VALUE! | #VALUE! | #VALUE! | 1.02 | Construction of chamber for 100mm sluice plates | item2 | 213 | Nos
14.2 | 65x12 GI flat for risers, equipment earthing, column earthing etc. | Item 42 | 200 | Mtr. |  |  |  | Excess(+) | 1 | Full Conversion | INR | [40 empty] | #VALUE! | #VALUE! | #VALUE! | 1.02 | Construction of chamber for 100mm sluice plates | item2 | 213 | Nos
14.3 | 50x6 GI flat Earthing conductor for earthing of indoor L.T & control panels, Junction box, Marshalling boxes, cable trenches etc. | Item 43 | 100 | Mtr. |  |  |  | Excess(+) | 1 | Full Conversion | INR | [40 empty] | #VALUE! | #VALUE! | #VALUE! | 1.02 | Construction of chamber for 100mm sluice plates | item2 | 213 | Nos
14.4 | 40 mm Dia. 3mtr long M.S. rod earth electrode (driven) with test link for each tower with earth peak, LAs & CVTs. | Item 44 | 12 | Nos. |  |  |  | Excess(+) | 1 | Full Conversion | INR | [40 empty] | #VALUE! | #VALUE! | #VALUE!
14.5 | 7/3.15mm GSS wire for shielding | Item 45 | 500 | Mtr. |  |  |  | Excess(+) | 1 | Full Conversion | INR | [40 empty] | #VALUE! | #VALUE! | #VALUE!
15 | Supply of AC supply Bay Marshalling Kiosk along with mounting structure | Item 46 | 1 | Nos. |  |  |  | Excess(+) | 1 | Full Conversion | INR | [40 empty] | #VALUE! | #VALUE! | #VALUE! | 1.02 | Construction of chamber for 100mm sluice plates | item2 | 213 | Nos
16 | Clamps and Connectors | Item 47
16.1 | Tee connector rigid through type along with all hardware fitting for 132kV LA and suitable for ACSR panther conductor | Item 48 | 6 | Nos. |  |  |  | Excess(+) | 1 | Full Conversion | INR | [40 empty] | #VALUE! | #VALUE! | #VALUE! | 1.02 | Construction of chamber for 100mm sluice plates | item2 | 213 | Nos
16.2 | T Clamp With Connectors and all hardware fittings sutiable for ACSR Panther Conductor | Item 49 | 12 | Nos. |  |  |  | Excess(+) | 1 | Full Conversion | INR | [40 empty] | #VALUE! | #VALUE! | #VALUE!
16.3 | Tee connector rigid through type along with all hardware fitting for 132kV CVT and suitable for ACSR panther conductor | Item 50 | 6 | Nos. |  |  |  | Excess(+) | 1 | Full Conversion | INR | [40 empty] | #VALUE! | #VALUE! | #VALUE!
16.4 | PG clamp With Connectors and all hardware fittings sutiable for ACSR Panther Conductor | Item 51 | 12 | Nos. |  |  |  | Excess(+) | 1 | Full Conversion | INR | [40 empty] | #VALUE! | #VALUE! | #VALUE!
16.5 | Tension fittings for 7/3.15 mm earthwire | Item 52 | 10 | Nos. |  |  |  | Excess(+) | 1 | Full Conversion | INR | [40 empty] | #VALUE! | #VALUE! | #VALUE!
16.6 | Earthwire Connectors (PG Clamps) | Item 53 | 10 | Nos. |  |  |  | Excess(+) | 1 | Full Conversion | INR | [40 empty] | #VALUE! | #VALUE! | #VALUE!
16.7 | Cleat clamps for clamping Earthwire to structure | Item 54 | 30 | Nos. |  |  |  | Excess(+) | 1 | Full Conversion | INR | [40 empty] | #VALUE! | #VALUE! | #VALUE!
16.8 | Pad clamp for clamping earthwire to structure for earthing | Item 55 | 10 | Nos. |  |  |  | Excess(+) | 1 | Full Conversion | INR | [40 empty] | #VALUE! | #VALUE! | #VALUE!
17 | Supply of ABT meter with cubicle as per specification (SAMAST Complaince) | Item 56 | 1 | Nos. |  |  |  | Excess(+) | 1 | Full Conversion | INR | [40 empty] | #VALUE! | #VALUE! | #VALUE! | 1.02 | Construction of chamber for 100mm sluice plates | item2 | 213 | Nos
18 | Mandatory Spares | Item 57 | [52 empty] | 1 | Construction of chamber for 100mm sluices valve | item1 | 10 | 1 Nos
18.1 | For 132 kV SF6 Circuit Breakers | Item 58 | [52 empty] | 1 | Construction of chamber for 100mm sluices valve | item1 | 10 | 1 Nos
18.11 | Interrupter | Item 59 | 1 | Nos. |  |  |  | Excess(+) | 1 | Full Conversion | INR | [40 empty] | #VALUE! | #VALUE! | #VALUE! | 1.02 | Construction of chamber for 100mm sluice plates | item2 | 213 | Nos
18.12 | Tripping Coil | Item 60 | 5 | Nos. |  |  |  | Excess(+) | 1 | Full Conversion | INR | [40 empty] | #VALUE! | #VALUE! | #VALUE! | 1.02 | Construction of chamber for 100mm sluice plates | item2 | 213 | Nos
18.13 | Closing Coil | Item 61 | 5 | Nos. |  |  |  | Excess(+) | 1 | Full Conversion | INR | [40 empty] | #VALUE! | #VALUE! | #VALUE! | 1.02 | Construction of chamber for 100mm sluice plates | item2 | 213 | Nos
18.14 | SF6 gas filling Device | Item 62 | 1 | set |  |  |  | Excess(+) | 1 | Full Conversion | INR | [40 empty] | #VALUE! | #VALUE! | #VALUE! | 1.02 | Construction of chamber for 100mm sluice plates | item2 | 213 | Nos
18.2 | For Control & Relay panels | Item 63 | [52 empty] | 1 | Construction of chamber for 100mm sluices valve | item1 | 10 | 1 Nos
18.21 | Over current relay | Item 64 | 1 | Nos. |  |  |  | Excess(+) | 1 | Full Conversion | INR | [40 empty] | #VALUE! | #VALUE! | #VALUE! | 1.02 | Construction of chamber for 100mm sluice plates | item2 | 213 | Nos
18.22 | Earth fault relay | Item 65 | 1 | Nos. |  |  |  | Excess(+) | 1 | Full Conversion | INR | [40 empty] | #VALUE! | #VALUE! | #VALUE! | 1.02 | Construction of chamber for 100mm sluice plates | item2 | 213 | Nos
18.23 | Distance protection Relay, line length 16KM | Item 66 | 1 | Nos. |  |  |  | Excess(+) | 1 | Full Conversion | INR | [40 empty] | #VALUE! | #VALUE! | #VALUE! | 1.02 | Construction of chamber for 100mm sluice plates | item2 | 213 | Nos
18.24 | Master Trip Relay | Item 67 | 1 | Nos. |  |  |  | Excess(+) | 1 | Full Conversion | INR | [40 empty] | #VALUE! | #VALUE! | #VALUE! | 1.02 | Construction of chamber for 100mm sluice plates | item2 | 213 | Nos
18.25 | BCU | Item 68 | 1 | Nos. |  |  |  | Excess(+) | 1 | Full Conversion | INR | [40 empty] | #VALUE! | #VALUE! | #VALUE! | 1.02 | Construction of chamber for 100mm sluice plates | item2 | 213 | Nos
18.26 | Ethernet Switch | Item 69 | 1 | Nos. |  |  |  | Excess(+) | 1 | Full Conversion | INR | [40 empty] | #VALUE! | #VALUE! | #VALUE! | 1.02 | Construction of chamber for 100mm sluice plates | item2 | 213 | Nos
18.27 | OFC cable 15m length with end termination equioments | Item 70 | 4 | set |  |  |  | Excess(+) | 1 | Full Conversion | INR | [40 empty] | #VALUE! | #VALUE! | #VALUE! | 1.02 | Construction of chamber for 100mm sluice plates | item2 | 213 | Nos
19 | Supply of Fire Fighting Equipments | Item 71 | [52 empty] | 1 | Construction of chamber for 100mm sluices valve | item1 | 10 | 1 Nos
19.1 | 25kg capacity FE DCP type, trolley mounted | Item 72 | 1 | Nos. |  |  |  | Excess(+) | 1 | Full Conversion | INR | [40 empty] | #VALUE! | #VALUE! | #VALUE! | 1.02 | Construction of chamber for 100mm sluice plates | item2 | 213 | Nos
19.2 | FE CO2 6.5KG capacity, wall mounted | Item 73 | 2 | Nos. |  |  |  | Excess(+) | 1 | Full Conversion | INR | [40 empty] | #VALUE! | #VALUE! | #VALUE! | 1.02 | Construction of chamber for 100mm sluice plates | item2 | 213 | Nos
19.3 | Foam type 9 Ltr capacity, wall mounted | Item 74 | 2 | Nos. |  |  |  | Excess(+) | 1 | Full Conversion | INR | [40 empty] | #VALUE! | #VALUE! | #VALUE! | 1.02 | Construction of chamber for 100mm sluice plates | item2 | 213 | Nos
19.4 | Fire Buckets (12 Nos. with stand in one set | Item 75 | 1 | set |  |  |  | Excess(+) | 1 | Full Conversion | INR | [40 empty] | #VALUE! | #VALUE! | #VALUE! | 1.02 | Construction of chamber for 100mm sluice plates | item2 | 213 | Nos
20 | Outdoor illumination | Item 76 | [52 empty] | 1 | Construction of chamber for 100mm sluices valve | item1 | 10 | 1 Nos
20.1 | LED Flood light fitting with 250W led with all accessories control gears for yard lighting (to be mounted on gantry towers) | Item 77 | 12 | Nos. |  |  |  | Excess(+) | 1 | Full Conversion | INR | [40 empty] | #VALUE! | #VALUE! | #VALUE! | 1.02 | Construction of chamber for 100mm sluice plates | item2 | 213 | Nos
20.2 | Lighting junction box for lights suitable for outdoor installation comprising of 4 Nos CBT M4 Type terminal connectors for light connections Max size 150*150*100mm | Item 78 | 12 | Nos. |  |  |  | Excess(+) | 1 | Full Conversion | INR | [40 empty] | #VALUE! | #VALUE! | #VALUE! | 1.02 | Construction of chamber for 100mm sluice plates | item2 | 213 | Nos
20.3 | AC 415V,50kA for 1 sec cubicle type outdoor, plinth mounted, outdoor yard light lighting panel comprising of incomer 100A TPN MCCB-(1No), light (1 Nos), 70A 4P contactor 1 nos 24 hrs timer for auto operation, auto/ manual selector switch, 1set push button for ON/off operation,Outgoing feeder 63A TPNMCB (4 Nos) | Item 79 | 1 | Nos. |  |  |  | Excess(+) | 1 | Full Conversion | INR | [40 empty] | #VALUE! | #VALUE! | #VALUE! | 1.02 | Construction of chamber for 100mm sluice plates | item2 | 213 | Nos
21 | Battery Bank | Item 80 | [52 empty] | 1 | Construction of chamber for 100mm sluices valve | item1 | 10 | 1 Nos
21.1 | 48V DC, 150 AH lead acid battery of VARLA type complete with accessories as per specification with 10% spare acid in non-returnable container (in tier arrangement) | Item 81 | 1 | set |  |  |  | Excess(+) | 1 | Full Conversion | INR | [40 empty] | #VALUE! | #VALUE! | #VALUE! | 1.02 | Construction of chamber for 100mm sluice plates | item2 | 213 | Nos
21.2 | Automatic float and float cum boost charger 50A suitable for 48V 150AH VARLA Battery & Charger as per specification. | Item 82 | 1 | set |  |  |  | Excess(+) | 1 | Full Conversion | INR | [40 empty] | #VALUE! | #VALUE! | #VALUE! | 1.02 | Construction of chamber for 100mm sluice plates | item2 | 213 | Nos
Total in Figures | [51 empty] | #VALUE! | #VALUE! | #VALUE! | 4 | Construction of chamber for 100mm sluice plates | item5 | 10 | Nos
Quoted Rate in Figures |  |  |  | Select | [47 empty] | 0 | 0 | #VALUE!
Quoted Rate in Words |  | #VALUE!
Validate
Print
Help

## BoQ2 (hidden)
Item Rate BoQ
BoQ_Ver3.0 | Item Rate | Normal | INR Only | INR
Select, Excess (+), Less (-) |  | Less (-)
Tender Inviting Authority: MD, AEGCL
Name of Work: Turnkey Construction of a 132kV Railway Traction Bay at 132kV Dullavchera GSS, AEGCL respectively including Supply of Bay Equipment and line bay materials and associated works etc [ Schedule 2- Freight & Insurance for 132kV bay at 132kV Dullavchera GSS]
Contract No: Nil
Name of the Bidder/ Bidding Firm / Company :
PRICE SCHEDULE (This BOQ template must not be modified/replaced by the bidder and the same should be uploaded after filling the relevent columns, else the bidder is liable to be rejected for this tender. Bidders are allowed to enter the Bidder Name and Values only )
NUMBER # | TEXT # | TEXT # | NUMBER # | TEXT # | NUMBER | NUMBER | TEXT | TEXT # | NUMBER # | TEXT# | TEXT # | NUMBER # | NUMBER | NUMBER | NUMBER | NUMBER | TEXT | TEXT | NUMBER | NUMBER | NUMBER | NUMBER | TEXT | TEXT | NUMBER | NUMBER | NUMBER | NUMBER | TEXT | TEXT | NUMBER | NUMBER | NUMBER | NUMBER | TEXT | TEXT | NUMBER | NUMBER | NUMBER | NUMBER | TEXT | TEXT | NUMBER | NUMBER | NUMBER # | NUMBER # | TEXT | TEXT | NUMBER # | NUMBER # | DATE | NUMBER # | NUMBER # | TEXT #
Sl. No. | Item Description | Item Code / Make | Quantity | Units | Estimated Rate in Rs. P |  |  | Addition / Deduction | Addition / Deduction Values | Currency Convertion against each Item | Quoted Currency in INR / Other Currency | Unit RATE (exclusive of taxes) In Figures To be entered by the Bidder in Rs. P | Excise Duty | VAT | Freight and Insurance Charges ( incl Unloading & Stacking) | Any Other Taxes/Duties/Levies |  |  | Other Taxes 2 | IIIrd Party i.e DGS&D / RITES etc Inspection Charges @0.34%+Service Tax | Less for Cenvat Credit,if any respect of Supplies Under full Excise Duty Category | [30 empty] | TOTAL AMOUNT (Without Taxes) in Rs. P | TOTAL AMOUNT With Taxes | TOTAL AMOUNT In Words
1 | 2 | 3 | 4 | 5 | 6 | 7 | 8 | 9 | 10 | 11 | 12 | 13 | 14 | 15 | 16 | 17 | 18 | 19 | 20 | 21 | 22 | 23 | 24 | 25 | 26 | 27 | 28 | 29 | 30 | 31 | 32 | 33 | 34 | 35 | 36 | 37 | 38 | 39 | 40 | 41 | 42 | 43 | 44 | 45 | 46 | 47 | 48 | 49 | 50 | 51 | 52 | 53 | 54 | 55
1 | Circuit Breakers with mounting structures and terminal connectors etc.as applicable as per specification | Item 1 | [52 empty] | 1 | Construction of chamber for 100mm sluices valve | item1 | 10 | 1 Nos
1.1 | 132 kV Gang operated outdoor SF6 Breakers | Item 2 | 1 | Set |  |  |  | Excess(+) | 1 | Full Conversion | INR | [40 empty] | #VALUE! | #VALUE! | #VALUE! | 1.02 | Construction of chamber for 100mm sluice plates | item2 | 213 | Nos
2 | SIEMENS made Control & Relay Panel with Automation (Simplex Type) complete with BCU, ethernet switch and all accessories as required for SAS integration. | Item 3 | [52 empty] | 1 | Construction of chamber for 100mm sluices valve | item1 | 10 | 1 Nos
2.1 | For 132 kV Feeder Capable of integration into Existing SAS (SIEMENS) at Dullavchera GSS | Item 4 | 1 | Set |  |  |  | Excess(+) | 1 | Full Conversion | INR | [40 empty] | #VALUE! | #VALUE! | #VALUE! | 1.02 | Construction of chamber for 100mm sluice plates | item2 | 213 | Nos
3 | Current Transformers (1-phase) with terminal connectors etc. as per specification | Item 5 | [52 empty] | 1 | Construction of chamber for 100mm sluices valve | item1 | 10 | 1 Nos
3.1 | 132 kV, 400-200/1-1-1 Line CT | Item 6 | 3 | Nos. |  |  |  | Excess(+) | 1 | Full Conversion | INR | [40 empty] | #VALUE! | #VALUE! | #VALUE! | 1.02 | Construction of chamber for 100mm sluice plates | item2 | 213 | Nos
4 | Isolators with insulators, terminal connectors, structures complete etc. as per specification | Item 7 | [52 empty] | 1 | Construction of chamber for 100mm sluices valve | item1 | 10 | 1 Nos
4.1 | 132 kV horizontal centre break isolator With Single Earth Switch (3-phase) | Item 8 | 1 | Set |  |  |  | Excess(+) | 1 | Full Conversion | INR | [40 empty] | #VALUE! | #VALUE! | #VALUE! | 1.02 | Construction of chamber for 100mm sluice plates | item2 | 213 | Nos
4.2 | 132 kV horizontal centre break isolator Without Earth Switch (3-Phase) | Item 9 | 1 | Set |  |  |  | Excess(+) | 1 | Full Conversion | INR | [40 empty] | #VALUE! | #VALUE! | #VALUE! | 1.02 | Construction of chamber for 100mm sluice plates | item2 | 213 | Nos
5 | Lightning Arrester with terminal connectors etc. as per specification | Item 10 | [52 empty] | 1 | Construction of chamber for 100mm sluices valve | item1 | 10 | 1 Nos
5.1 | 132 kV Lightning Arrester | Item 11 | 3 | Nos. |  |  |  | Excess(+) | 1 | Full Conversion | INR | [40 empty] | #VALUE! | #VALUE! | #VALUE! | 1.02 | Construction of chamber for 100mm sluice plates | item2 | 213 | Nos
6 | Post Insulator with terminal connectors etc. as per specification | Item 12 | [52 empty] | 1 | Construction of chamber for 100mm sluices valve | item1 | 10 | 1 Nos
6.1 | 132 kV Post Insulator | Item 13 | 6 | Nos. |  |  |  | Excess(+) | 1 | Full Conversion | INR | [40 empty] | #VALUE! | #VALUE! | #VALUE! | 1.02 | Construction of chamber for 100mm sluice plates | item2 | 213 | Nos
7 | 132 kV CVT with terminal connectors etc as per specfication. | Item 14 | 3 | Nos. |  |  |  | Excess(+) | 1 | Full Conversion | INR | [40 empty] | #VALUE! | #VALUE! | #VALUE! | 1.02 | Construction of chamber for 100mm sluice plates | item2 | 213 | Nos
8 | Supply of Mounting structures with mounting & foundation bolts as per drawings supplied for | Item 15 | [52 empty] | 1 | Construction of chamber for 100mm sluices valve | item1 | 10 | 1 Nos
8.1 | 132 kV, 400-200/1-1-1 Line CT | Item 16 | 3 | Nos. |  |  |  | Excess(+) | 1 | Full Conversion | INR | [40 empty] | #VALUE! | #VALUE! | #VALUE! | 1.02 | Construction of chamber for 100mm sluice plates | item2 | 213 | Nos
8.2 | 132kV Isolator With Single Earth Switch | Item 17 | 1 | Set |  |  |  | Excess(+) | 1 | Full Conversion | INR | [40 empty] | #VALUE! | #VALUE! | #VALUE! | 1.02 | Construction of chamber for 100mm sluice plates | item2 | 213 | Nos
8.3 | 132kV Isolator Without Earth Switch | Item 18 | 1 | Set |  |  |  | Excess(+) | 1 | Full Conversion | INR | [40 empty] | #VALUE! | #VALUE! | #VALUE! | 1.02 | Construction of chamber for 100mm sluice plates | item2 | 213 | Nos
8.5 | 132kV Lightning Arrester | Item 19 | 3 | Nos. |  |  |  | Excess(+) | 1 | Full Conversion | INR | [40 empty] | #VALUE! | #VALUE! | #VALUE! | 1.02 | Construction of chamber for 100mm sluice plates | item2 | 213 | Nos
8.6 | 132kV Post Insulator | Item 20 | 6 | Nos. |  |  |  | Excess(+) | 1 | Full Conversion | INR | [40 empty] | #VALUE! | #VALUE! | #VALUE! | 1.02 | Construction of chamber for 100mm sluice plates | item2 | 213 | Nos
8.7 | 132kV CVT | Item 21 | 3 | Nos. |  |  |  | Excess(+) | 1 | Full Conversion | INR | [40 empty] | #VALUE! | #VALUE! | #VALUE! | 1.02 | Construction of chamber for 100mm sluice plates | item2 | 213 | Nos
9 | Supply and Design of Bay Steel Structures except equipment mounting structures | Item 22 | [52 empty] | 1 | Construction of chamber for 100mm sluices valve | item1 | 10 | 1 Nos
9.1 | Column | Item 23
9.11 | Column Type 'C1' ( 2 Nos.) [ 2317.41 Kg/ per Column ] | Item 24 | 4634.83 | Kg |  |  |  | Excess(+) | 1 | Full Conversion | INR | [40 empty] | #VALUE! | #VALUE! | #VALUE! | 1.02 | Construction of chamber for 100mm sluice plates | item2 | 213 | Nos
9.2 | Beams | Item 25
9.21 | Beam Type 'B1' ( 2 Nos) [ 751.77 Kg/ per Beam ] | Item 26 | 1503.54 | Kg |  |  |  | Excess(+) | 1 | Full Conversion | INR | [40 empty] | #VALUE! | #VALUE! | #VALUE! | 1.02 | Construction of chamber for 100mm sluice plates | item2 | 213 | Nos
10 | Supply of Power Cables | Item 27 | [52 empty] | 1 | Construction of chamber for 100mm sluices valve | item1 | 10 | 1 Nos
10.1 | 2C, 6 mm2 | Item 28 | 500 | Mtr. |  |  |  | Excess(+) | 1 | Full Conversion | INR | [40 empty] | #VALUE! | #VALUE! | #VALUE! | 1.02 | Construction of chamber for 100mm sluice plates | item2 | 213 | Nos
10.2 | 4C, 16 mm2 | Item 29 | 400 | Mtr. |  |  |  | Excess(+) | 1 | Full Conversion | INR | [40 empty] | #VALUE! | #VALUE! | #VALUE! | 1.02 | Construction of chamber for 100mm sluice plates | item2 | 213 | Nos
11 | Supply of Control Cables | Item 30
11.1 | 2C, 2.5 mm2 | Item 31 | 300 | Mtr. |  |  |  | Excess(+) | 1 | Full Conversion | INR | [40 empty] | #VALUE! | #VALUE! | #VALUE! | 1.02 | Construction of chamber for 100mm sluice plates | item2 | 213 | Nos
11.2 | 4C, 2.5 mm2 | Item 32 | 600 | Mtr. |  |  |  | Excess(+) | 1 | Full Conversion | INR | [40 empty] | #VALUE! | #VALUE! | #VALUE!
11.3 | 7C, 1.5 mm2 | Item 33 | 400 | Mtr. |  |  |  | Excess(+) | 1 | Full Conversion | INR | [40 empty] | #VALUE! | #VALUE! | #VALUE! | 1.02 | Construction of chamber for 100mm sluice plates | item2 | 213 | Nos
11.4 | 12C, 1.5 mm2 | Item 34 | 300 | Mtr. |  |  |  | Excess(+) | 1 | Full Conversion | INR | [40 empty] | #VALUE! | #VALUE! | #VALUE! | 1.02 | Construction of chamber for 100mm sluice plates | item2 | 213 | Nos
11.5 | 19C, 1.5 mm2 | Item 35 | 300 | Mtr. |  |  |  | Excess(+) | 1 | Full Conversion | INR | [40 empty] | #VALUE! | #VALUE! | #VALUE! | 1.02 | Construction of chamber for 100mm sluice plates | item2 | 213 | Nos
12 | Supply of ACSR Panther Conductor | Item 36 | 0.5 | Km |  |  |  | Excess(+) | 1 | Full Conversion | INR | [40 empty] | #VALUE! | #VALUE! | #VALUE! | 1.02 | Construction of chamber for 100mm sluice plates | item2 | 213 | Nos
13 | Disc Insulator Strings complete with all hardware fittings, clamps etc. | Item 37 | [52 empty] | 1 | Construction of chamber for 100mm sluices valve | item1 | 10 | 1 Nos
13.1 | 10 Disc Tension Insulator String | Item 38 | 6 | Nos. |  |  |  | Excess(+) | 1 | Full Conversion | INR | [40 empty] | #VALUE! | #VALUE! | #VALUE! | 1.02 | Construction of chamber for 100mm sluice plates | item2 | 213 | Nos
13.3 | 9 Disc Suspension Insulator String | Item 39 | 6 | Nos. |  |  |  | Excess(+) | 1 | Full Conversion | INR | [40 empty] | #VALUE! | #VALUE! | #VALUE! | 1.02 | Construction of chamber for 100mm sluice plates | item2 | 213 | Nos
14 | Supply of Earthing System Materials | Item 40 | [52 empty] | 1 | Construction of chamber for 100mm sluices valve | item1 | 10 | 1 Nos
14.1 | Main Earh mat (65 x12 mmGI Flat) | Item 41 | 600 | Mtr. |  |  |  | Excess(+) | 1 | Full Conversion | INR | [40 empty] | #VALUE! | #VALUE! | #VALUE! | 1.02 | Construction of chamber for 100mm sluice plates | item2 | 213 | Nos
14.2 | 65x12 GI flat for risers, equipment earthing, column earthing etc. | Item 42 | 200 | Mtr. |  |  |  | Excess(+) | 1 | Full Conversion | INR | [40 empty] | #VALUE! | #VALUE! | #VALUE! | 1.02 | Construction of chamber for 100mm sluice plates | item2 | 213 | Nos
14.3 | 50x6 GI flat Earthing conductor for earthing of indoor L.T & control panels, Junction box, Marshalling boxes, cable trenches etc. | Item 43 | 100 | Mtr. |  |  |  | Excess(+) | 1 | Full Conversion | INR | [40 empty] | #VALUE! | #VALUE! | #VALUE! | 1.02 | Construction of chamber for 100mm sluice plates | item2 | 213 | Nos
14.4 | 40 mm Dia. 3mtr long M.S. rod earth electrode (driven) with test link for each tower with earth peak, LAs & CVTs. | Item 44 | 12 | Nos. |  |  |  | Excess(+) | 1 | Full Conversion | INR | [40 empty] | #VALUE! | #VALUE! | #VALUE!
14.5 | 7/3.15mm GSS wire for shielding | Item 45 | 500 | Mtr. |  |  |  | Excess(+) | 1 | Full Conversion | INR | [40 empty] | #VALUE! | #VALUE! | #VALUE!
15 | Supply of AC supply Bay Marshalling Kiosk along with mounting structure | Item 46 | 1 | Nos. |  |  |  | Excess(+) | 1 | Full Conversion | INR | [40 empty] | #VALUE! | #VALUE! | #VALUE! | 1.02 | Construction of chamber for 100mm sluice plates | item2 | 213 | Nos
16 | Clamps and Connectors | Item 47
16.1 | Tee connector rigid through type along with all hardware fitting for 132kV LA and suitable for ACSR panther conductor | Item 48 | 6 | Nos. |  |  |  | Excess(+) | 1 | Full Conversion | INR | [40 empty] | #VALUE! | #VALUE! | #VALUE! | 1.02 | Construction of chamber for 100mm sluice plates | item2 | 213 | Nos
16.2 | T Clamp With Connectors and all hardware fittings sutiable for ACSR Panther Conductor | Item 49 | 12 | Nos. |  |  |  | Excess(+) | 1 | Full Conversion | INR | [40 empty] | #VALUE! | #VALUE! | #VALUE!
16.3 | Tee connector rigid through type along with all hardware fitting for 132kV CVT and suitable for ACSR panther conductor | Item 50 | 6 | Nos. |  |  |  | Excess(+) | 1 | Full Conversion | INR | [40 empty] | #VALUE! | #VALUE! | #VALUE!
16.4 | PG clamp With Connectors and all hardware fittings sutiable for ACSR Panther Conductor | Item 51 | 12 | Nos. |  |  |  | Excess(+) | 1 | Full Conversion | INR | [40 empty] | #VALUE! | #VALUE! | #VALUE!
16.5 | Tension fittings for 7/3.15 mm earthwire | Item 52 | 10 | Nos. |  |  |  | Excess(+) | 1 | Full Conversion | INR | [40 empty] | #VALUE! | #VALUE! | #VALUE!
16.6 | Earthwire Connectors (PG Clamps) | Item 53 | 10 | Nos. |  |  |  | Excess(+) | 1 | Full Conversion | INR | [40 empty] | #VALUE! | #VALUE! | #VALUE!
16.7 | Cleat clamps for clamping Earthwire to structure | Item 54 | 30 | Nos. |  |  |  | Excess(+) | 1 | Full Conversion | INR | [40 empty] | #VALUE! | #VALUE! | #VALUE!
16.8 | Pad clamp for clamping earthwire to structure for earthing | Item 55 | 10 | Nos. |  |  |  | Excess(+) | 1 | Full Conversion | INR | [40 empty] | #VALUE! | #VALUE! | #VALUE!
17 | Supply of ABT meter with cubicle as per specification (SAMAST Complaince) | Item 56 | 1 | Nos. |  |  |  | Excess(+) | 1 | Full Conversion | INR | [40 empty] | #VALUE! | #VALUE! | #VALUE! | 1.02 | Construction of chamber for 100mm sluice plates | item2 | 213 | Nos
18 | Mandatory Spares | Item 57 | [52 empty] | 1 | Construction of chamber for 100mm sluices valve | item1 | 10 | 1 Nos
18.1 | For 132 kV SF6 Circuit Breakers | Item 58 | [52 empty] | 1 | Construction of chamber for 100mm sluices valve | item1 | 10 | 1 Nos
18.11 | Interrupter | Item 59 | 1 | Nos. |  |  |  | Excess(+) | 1 | Full Conversion | INR | [40 empty] | #VALUE! | #VALUE! | #VALUE! | 1.02 | Construction of chamber for 100mm sluice plates | item2 | 213 | Nos
18.12 | Tripping Coil | Item 60 | 5 | Nos. |  |  |  | Excess(+) | 1 | Full Conversion | INR | [40 empty] | #VALUE! | #VALUE! | #VALUE! | 1.02 | Construction of chamber for 100mm sluice plates | item2 | 213 | Nos
18.13 | Closing Coil | Item 61 | 5 | Nos. |  |  |  | Excess(+) | 1 | Full Conversion | INR | [40 empty] | #VALUE! | #VALUE! | #VALUE! | 1.02 | Construction of chamber for 100mm sluice plates | item2 | 213 | Nos
18.14 | SF6 gas filling Device | Item 62 | 1 | set |  |  |  | Excess(+) | 1 | Full Conversion | INR | [40 empty] | #VALUE! | #VALUE! | #VALUE! | 1.02 | Construction of chamber for 100mm sluice plates | item2 | 213 | Nos
18.2 | For Control & Relay panels | Item 63 | [52 empty] | 1 | Construction of chamber for 100mm sluices valve | item1 | 10 | 1 Nos
18.21 | Over current relay | Item 64 | 1 | Nos. |  |  |  | Excess(+) | 1 | Full Conversion | INR | [40 empty] | #VALUE! | #VALUE! | #VALUE! | 1.02 | Construction of chamber for 100mm sluice plates | item2 | 213 | Nos
18.22 | Earth fault relay | Item 65 | 1 | Nos. |  |  |  | Excess(+) | 1 | Full Conversion | INR | [40 empty] | #VALUE! | #VALUE! | #VALUE! | 1.02 | Construction of chamber for 100mm sluice plates | item2 | 213 | Nos
18.23 | Distance protection Relay | Item 66 | 1 | Nos. |  |  |  | Excess(+) | 1 | Full Conversion | INR | [40 empty] | #VALUE! | #VALUE! | #VALUE! | 1.02 | Construction of chamber for 100mm sluice plates | item2 | 213 | Nos
18.24 | Master Trip Relay | Item 67 | 1 | Nos. |  |  |  | Excess(+) | 1 | Full Conversion | INR | [40 empty] | #VALUE! | #VALUE! | #VALUE! | 1.02 | Construction of chamber for 100mm sluice plates | item2 | 213 | Nos
18.25 | BCU | Item 68 | 1 | Nos. |  |  |  | Excess(+) | 1 | Full Conversion | INR | [40 empty] | #VALUE! | #VALUE! | #VALUE! | 1.02 | Construction of chamber for 100mm sluice plates | item2 | 213 | Nos
18.26 | Ethernet Switch | Item 69 | 1 | Nos. |  |  |  | Excess(+) | 1 | Full Conversion | INR | [40 empty] | #VALUE! | #VALUE! | #VALUE! | 1.02 | Construction of chamber for 100mm sluice plates | item2 | 213 | Nos
18.27 | OFC cable 15m length with end termination equioments | Item 70 | 4 | set |  |  |  | Excess(+) | 1 | Full Conversion | INR | [40 empty] | #VALUE! | #VALUE! | #VALUE! | 1.02 | Construction of chamber for 100mm sluice plates | item2 | 213 | Nos
19 | Supply of Fire Fighting Equipments | Item 71 | [52 empty] | 1 | Construction of chamber for 100mm sluices valve | item1 | 10 | 1 Nos
19.1 | 25kg capacity FE DCP type, trolley mounted | Item 72 | 1 | Nos. |  |  |  | Excess(+) | 1 | Full Conversion | INR | [40 empty] | #VALUE! | #VALUE! | #VALUE! | 1.02 | Construction of chamber for 100mm sluice plates | item2 | 213 | Nos
19.2 | FE CO2 6.5KG capacity, wall mounted | Item 73 | 2 | Nos. |  |  |  | Excess(+) | 1 | Full Conversion | INR | [40 empty] | #VALUE! | #VALUE! | #VALUE! | 1.02 | Construction of chamber for 100mm sluice plates | item2 | 213 | Nos
19.3 | Foam type 9 Ltr capacity, wall mounted | Item 74 | 2 | Nos. |  |  |  | Excess(+) | 1 | Full Conversion | INR | [40 empty] | #VALUE! | #VALUE! | #VALUE! | 1.02 | Construction of chamber for 100mm sluice plates | item2 | 213 | Nos
19.4 | Fire Buckets (12 Nos. with stand in one set | Item 75 | 1 | set |  |  |  | Excess(+) | 1 | Full Conversion | INR | [40 empty] | #VALUE! | #VALUE! | #VALUE! | 1.02 | Construction of chamber for 100mm sluice plates | item2 | 213 | Nos
20 | Outdoor illumination | Item 76 | [52 empty] | 1 | Construction of chamber for 100mm sluices valve | item1 | 10 | 1 Nos
20.1 | LED Flood light fitting with 250W led with all accessories control gears for yard lighting (to be mounted on gantry towers) | Item 77 | 12 | Nos. |  |  |  | Excess(+) | 1 | Full Conversion | INR | [40 empty] | #VALUE! | #VALUE! | #VALUE! | 1.02 | Construction of chamber for 100mm sluice plates | item2 | 213 | Nos
20.2 | Lighting junction box for lights suitable for outdoor installation comprising of 4 Nos CBT M4 Type terminal connectors for light connections Max size 150*150*100mm | Item 78 | 12 | Nos. |  |  |  | Excess(+) | 1 | Full Conversion | INR | [40 empty] | #VALUE! | #VALUE! | #VALUE! | 1.02 | Construction of chamber for 100mm sluice plates | item2 | 213 | Nos
20.3 | AC 415V,50kA for 1 sec cubicle type outdoor, plinth mounted, outdoor yard light lighting panel comprising of incomer 100A TPN MCCB-(1No), light (1 Nos), 70A 4P contactor 1 nos 24 hrs timer for auto operation, auto/ manual selector switch, 1set push button for ON/off operation,Outgoing feeder 63A TPNMCB (4 Nos) | Item 79 | 1 | Nos. |  |  |  | Excess(+) | 1 | Full Conversion | INR | [40 empty] | #VALUE! | #VALUE! | #VALUE! | 1.02 | Construction of chamber for 100mm sluice plates | item2 | 213 | Nos
21 | Battery Bank | Item 80 | [52 empty] | 1 | Construction of chamber for 100mm sluices valve | item1 | 10 | 1 Nos
21.1 | 48V DC, 150 AH lead acid battery of VARLA type complete with accessories as per specification with 10% spare acid in non-returnable container (in tier arrangement) | Item 81 | 1 | set |  |  |  | Excess(+) | 1 | Full Conversion | INR | [40 empty] | #VALUE! | #VALUE! | #VALUE! | 1.02 | Construction of chamber for 100mm sluice plates | item2 | 213 | Nos
21.2 | Automatic float and float cum boost charger 50A suitable for 48V 150AH VARLA Battery & Charger as per specification. | Item 82 | 1 | set |  |  |  | Excess(+) | 1 | Full Conversion | INR | [40 empty] | #VALUE! | #VALUE! | #VALUE! | 1.02 | Construction of chamber for 100mm sluice plates | item2 | 213 | Nos
Total in Figures | [51 empty] | #VALUE! | #VALUE! | #VALUE! | 4 | Construction of chamber for 100mm sluice plates | item5 | 10 | Nos
Quoted Rate in Figures |  |  |  | Select | [47 empty] | 0 | 0 | #VALUE!
Quoted Rate in Words |  | #VALUE!
Validate
Print
Help

## BoQ3 (hidden)
Item Rate BoQ
BoQ_Ver3.0 | Item Rate | Normal | INR Only | INR
Select, Excess (+), Less (-) |  | Less (-)
Tender Inviting Authority: MD, AEGCL
Name of Work: Turnkey Construction of a 132kV Railway Traction Bay at 132kV Dullavchera GSS, AEGCL respectively including Supply of Bay Equipment and line bay materials and associated works etc [ Schedule 3-Erection, Testing and Commissioning for 132kV bay at 132kV Dullavchera GSS]
Contract No: Nil
Name of the Bidder/ Bidding Firm / Company :
PRICE SCHEDULE (This BOQ template must not be modified/replaced by the bidder and the same should be uploaded after filling the relevent columns, else the bidder is liable to be rejected for this tender. Bidders are allowed to enter the Bidder Name and Values only )
NUMBER # | TEXT # | TEXT # | NUMBER # | TEXT # | NUMBER | NUMBER | TEXT | TEXT # | NUMBER # | TEXT# | TEXT # | NUMBER # | NUMBER | NUMBER | NUMBER | NUMBER | TEXT | TEXT | NUMBER | NUMBER | NUMBER | NUMBER | TEXT | TEXT | NUMBER | NUMBER | NUMBER | NUMBER | TEXT | TEXT | NUMBER | NUMBER | NUMBER | NUMBER | TEXT | TEXT | NUMBER | NUMBER | NUMBER | NUMBER | TEXT | TEXT | NUMBER | NUMBER | NUMBER # | NUMBER # | TEXT | TEXT | NUMBER # | NUMBER # | DATE | NUMBER # | NUMBER # | TEXT #
Sl. No. | Item Description | Item Code / Make | Quantity | Units | Estimated Rate in Rs. P |  |  | Addition / Deduction | Addition / Deduction Values | Currency Convertion against each Item | Quoted Currency in INR / Other Currency | Unit ETC Rate (exclusive of taxes) In Figures To be entered by the Bidder in Rs. P | Excise Duty | VAT | Freight and Insurance Charges ( incl Unloading & Stacking) | Any Other Taxes/Duties/Levies |  |  | Other Taxes 2 | IIIrd Party i.e DGS&D / RITES etc Inspection Charges @0.34%+Service Tax | Less for Cenvat Credit,if any respect of Supplies Under full Excise Duty Category | [30 empty] | TOTAL ETC (Without Taxes) in Rs. P | TOTAL AMOUNT With Taxes | TOTAL AMOUNT In Words
1 | 2 | 3 | 4 | 5 | 6 | 7 | 8 | 9 | 10 | 11 | 12 | 13 | 14 | 15 | 16 | 17 | 18 | 19 | 20 | 21 | 22 | 23 | 24 | 25 | 26 | 27 | 28 | 29 | 30 | 31 | 32 | 33 | 34 | 35 | 36 | 37 | 38 | 39 | 40 | 41 | 42 | 43 | 44 | 45 | 46 | 47 | 48 | 49 | 50 | 51 | 52 | 53 | 54 | 55
1 | Erection, testing & commissioning of Circuit Breakers including laying & terminating of LT power and control cables as required | Item 6 | [52 empty] | 1 | Construction of chamber for 100mm sluices valve | item1 | 10 | 1 Nos
1.1 | 132 kV Gang operated SF6 Breakers | Item 7 | 1 | Set |  |  |  | Excess(+) | 1 | Full Conversion | INR | [40 empty] | #VALUE! | #VALUE! | #VALUE! | 1.02 | Construction of chamber for 100mm sluice plates | item2 | 213 | Nos
2 | Erection, testing & commissioning of Control & Relay Panels including laying & terminating of LT power and control cables as required | Item 8 | [52 empty] | 1 | Construction of chamber for 100mm sluices valve | item1 | 10 | 1 Nos
2.1 | For 132 kV Feeder compatible with existing SAS (SIEMENS) at DULLAVCHERA GSS | Item 9 | 1 | Set |  |  |  | Excess(+) | 1 | Full Conversion | INR | [40 empty] | #VALUE! | #VALUE! | #VALUE! | 1.02 | Construction of chamber for 100mm sluice plates | item2 | 213 | Nos
3 | Erection, testing & commissioning of Current transformers including laying & terminating of control cables as required | Item 10 | [52 empty] | 1 | Construction of chamber for 100mm sluices valve | item1 | 10 | 1 Nos
3.1 | 132 kV, 400-200/1-1-1 Line CT | Item 11 | 3 | Nos. |  |  |  | Excess(+) | 1 | Full Conversion | INR | [40 empty] | #VALUE! | #VALUE! | #VALUE! | 1.02 | Construction of chamber for 100mm sluice plates | item2 | 213 | Nos
4 | Erection, testing & commissioning of Isolators including laying & terminating of LT power and control cables as required | Item 12 | [52 empty] | 1 | Construction of chamber for 100mm sluices valve | item1 | 10 | 1 Nos
4.1 | 132 kV With Single Earth Switch | Item 13 | 1 | Set |  |  |  | Excess(+) | 1 | Full Conversion | INR | [40 empty] | #VALUE! | #VALUE! | #VALUE! | 1.02 | Construction of chamber for 100mm sluice plates | item2 | 213 | Nos
4.2 | 132 kV Without Earth Switch | Item 14 | 1 | Set |  |  |  | Excess(+) | 1 | Full Conversion | INR | [40 empty] | #VALUE! | #VALUE! | #VALUE! | 1.02 | Construction of chamber for 100mm sluice plates | item2 | 213 | Nos
5 | Erection, testing & commissioning of Lightning Arrester including including laying & terminating of control cables as required | Item 15 | [52 empty] | 1 | Construction of chamber for 100mm sluices valve | item1 | 10 | 1 Nos
5.1 | 132 kV Lightning Arrester | Item 16 | 3 | Nos. |  |  |  | Excess(+) | 1 | Full Conversion | INR | [40 empty] | #VALUE! | #VALUE! | #VALUE! | 1.02 | Construction of chamber for 100mm sluice plates | item2 | 213 | Nos
6 | Erection, testing & commissioning of Post Insulator including including laying & terminating of control cables as required | Item 17 | [52 empty] | 1 | Construction of chamber for 100mm sluices valve | item1 | 10 | 1 Nos
6.1 | 132 kV Post Insulator | Item 18 | 6 | Nos. |  |  |  | Excess(+) | 1 | Full Conversion | INR | [40 empty] | #VALUE! | #VALUE! | #VALUE! | 1.02 | Construction of chamber for 100mm sluice plates | item2 | 213 | Nos
7 | Erection, testing & commissioning of CVT including including laying & terminating of control cables as required | Item 19 | [52 empty] | 1 | Construction of chamber for 100mm sluices valve | item1 | 10 | 1 Nos
7.1 | 132kV CVT | Item 20 | 3 | Nos. |  |  |  | Excess(+) | 1 | Full Conversion | INR | [40 empty] | #VALUE! | #VALUE! | #VALUE! | 1.02 | Construction of chamber for 100mm sluice plates | item2 | 213 | Nos
8 | Erection of Mounting structures for different terminal equipments as required for | Item 21 | [52 empty] | 1 | Construction of chamber for 100mm sluices valve | item1 | 10 | 1 Nos
8.1 | 132 kV, 400-200/1-1-1 Line CT | Item 22 | 3 | Nos. |  |  |  | Excess(+) | 1 | Full Conversion | INR | [40 empty] | #VALUE! | #VALUE! | #VALUE! | 1.02 | Construction of chamber for 100mm sluice plates | item2 | 213 | Nos
8.2 | 132kV Isolator With Single Earth Switch | Item 23 | 1 | Set |  |  |  | Excess(+) | 1 | Full Conversion | INR | [40 empty] | #VALUE! | #VALUE! | #VALUE! | 1.02 | Construction of chamber for 100mm sluice plates | item2 | 213 | Nos
8.3 | 132kV Isolator Without Earth Switch | Item 24 | 1 | Set |  |  |  | Excess(+) | 1 | Full Conversion | INR | [40 empty] | #VALUE! | #VALUE! | #VALUE! | 1.02 | Construction of chamber for 100mm sluice plates | item2 | 213 | Nos
8.4 | 132kV Lightning Arrester | Item 25 | 3 | Nos. |  |  |  | Excess(+) | 1 | Full Conversion | INR | [40 empty] | #VALUE! | #VALUE! | #VALUE! | 1.02 | Construction of chamber for 100mm sluice plates | item2 | 213 | Nos
8.5 | 132kV Post Insulator | Item 26 | 6 | Nos. |  |  |  | Excess(+) | 1 | Full Conversion | INR | [40 empty] | #VALUE! | #VALUE! | #VALUE! | 1.02 | Construction of chamber for 100mm sluice plates | item2 | 213 | Nos
8.6 | 132kV CVT | Item 27 | 3 | Nos. |  |  |  | Excess(+) | 1 | Full Conversion | INR | [40 empty] | #VALUE! | #VALUE! | #VALUE! | 1.02 | Construction of chamber for 100mm sluice plates | item2 | 213 | Nos
9 | Erection of Switchyard Lattice Steel Columns | Item 28 | [52 empty] | 1 | Construction of chamber for 100mm sluices valve | item1 | 10 | 1 Nos
9.1 | Column Type 'C1' ( 2 Nos.) [ 2317.41 Kg/ per Column ] | Item 29 | 4634.83 | Kg |  |  |  | Excess(+) | 1 | Full Conversion | INR | [40 empty] | #VALUE! | #VALUE! | #VALUE! | 1.02 | Construction of chamber for 100mm sluice plates | item2 | 213 | Nos
10 | Erection of Switchyard Lattice Steel Beams | Item 30 | [52 empty] | 1 | Construction of chamber for 100mm sluices valve | item1 | 10 | 1 Nos
10.1 | Beam Type 'B1' ( 2 Nos) [ 751.77 Kg/ per Beam ] | Item 31 | 1503.54 | Kg |  |  |  | Excess(+) | 1 | Full Conversion | INR | [40 empty] | #VALUE! | #VALUE! | #VALUE! | 1.02 | Construction of chamber for 100mm sluice plates | item2 | 213 | Nos
11 | Integration of Control Relay Panel into the existing Substation Automation System (SAS) of SIEMENS made at 132kV Dullavcherra GSS. | Item 32 | 1 | LS |  |  |  | Excess(+) | 1 | Full Conversion | INR | [40 empty] | #VALUE! | #VALUE! | #VALUE! | 1.02 | Construction of chamber for 100mm sluice plates | item2 | 213 | Nos
12 | Hoisting of Insulator strings, Stringing of Conductors, GI shield wire etc including supply of disc insulator strings, clamps, GI stranded shield wire, connectors etc. As required for whole scope of works | Item 33 | 1 | LS |  |  |  | Excess(+) | 1 | Full Conversion | INR | [40 empty] | #VALUE! | #VALUE! | #VALUE! | 1.02 | Construction of chamber for 100mm sluice plates | item2 | 213 | Nos
15 | Installation of earthing system with GI flats, electrodes etc. For present scope of area | Item 34 | 1 | LS |  |  |  | Excess(+) | 1 | Full Conversion | INR | [40 empty] | #VALUE! | #VALUE! | #VALUE! | 1.02 | Construction of chamber for 100mm sluice plates | item2 | 213 | Nos
16 | Construction of Cable Trenches including supply of all materials and labour as per specification and drawing | Item 35 | [52 empty] | 1 | Construction of chamber for 100mm sluices valve | item1 | 10 | 1 Nos
16.1 | D Type Trench (Sand Filled) | Item 36 | 100 | Mtr. |  |  |  | Excess(+) | 1 | Full Conversion | INR | [40 empty] | #VALUE! | #VALUE! | #VALUE! | 1.02 | Construction of chamber for 100mm sluice plates | item2 | 213 | Nos
16.2 | B Type Trench (1100 * 1050mm) | Item 37 | 50 | Mtr. |  |  |  | Excess(+) | 1 | Full Conversion | INR | [40 empty] | #VALUE! | #VALUE! | #VALUE! | 1.02 | Construction of chamber for 100mm sluice plates | item2 | 213 | Nos
17 | Illumination | Item 38
17.1 | LED Flood light fitting with 250W led with all accessories control gears for yard lighting (to be mounted on gantry towers) | Item 39 | 8 | Nos. |  |  |  | Excess(+) | 1 | Full Conversion | INR | [40 empty] | #VALUE! | #VALUE! | #VALUE! | 1.02 | Construction of chamber for 100mm sluice plates | item2 | 213 | Nos
17.2 | Lighting junction box for lights suitable for outdoor installation comprising of 4 Nos CBT M4 Type terminal connectors for light connections Max size 150*150*100mm | Item 40 | 8 | Nos. |  |  |  | Excess(+) | 1 | Full Conversion | INR | [40 empty] | #VALUE! | #VALUE! | #VALUE! | 1.02 | Construction of chamber for 100mm sluice plates | item2 | 213 | Nos
17.3 | AC 415V,50kA for 1 sec cubicle type outdoor, plinth mounted, outdoor yard light lighting panel comprising of incomer 100A TPN MCCB-(1No), light (1 Nos), 70A 4P contactor 1 nos 24 hrs timer for auto operation, auto/ manual selector switch, 1set push button for ON/off operation,Outgoing feeder 63A TPNMCB (4 Nos) | Item 41 | 1 | Nos. |  |  |  | Excess(+) | 1 | Full Conversion | INR | [40 empty] | #VALUE! | #VALUE! | #VALUE! | 1.02 | Construction of chamber for 100mm sluice plates | item2 | 213 | Nos
18 | Erection of Bay Marshalling Kiosk as per drawings and specifications including construction of foundation inclusive of supply of all foundation Materials and Labour as directed. | Item 42 | 1 | Nos. |  |  |  | Excess(+) | 1 | Full Conversion | INR | [40 empty] | #VALUE! | #VALUE! | #VALUE! | 1.02 | Construction of chamber for 100mm sluice plates | item2 | 213 | Nos
19 | Erection, testing and Commissssioning of ABT Meter as per specification | Item 43 | 1 | Nos. |  |  |  | Excess(+) | 1 | Full Conversion | INR | [40 empty] | #VALUE! | #VALUE! | #VALUE! | 1.02 | Construction of chamber for 100mm sluice plates | item2 | 213 | Nos
20 | Erection, testing and Commissssioning Battery Bank | Item 44
20.1 | 48V DC, 150 AH lead acid battery of VARLA type complete with accessories as per specification with 10% spare acid in non-returnable container (in tier arrangement) | Item 45 | 1 | LS |  |  |  | Excess(+) | 1 | Full Conversion | INR | [40 empty] | #VALUE! | #VALUE! | #VALUE! | 1.02 | Construction of chamber for 100mm sluice plates | item2 | 213 | Nos
20.2 | Automatic float and float cum boost charger 50A suitable for 48V 150AH VARLA Battery & Charger as per specification. | Item 46 | 1 | Nos. |  |  |  | Excess(+) | 1 | Full Conversion | INR | [40 empty] | #VALUE! | #VALUE! | #VALUE! | 1.02 | Construction of chamber for 100mm sluice plates | item2 | 213 | Nos
21 | Security Fencing | Item 47
21.1 | Dismantling of existing security fencing | Item 48 | 150 | m |  |  |  | Excess(+) | 1 | Full Conversion | INR | [40 empty] | #VALUE! | #VALUE! | #VALUE! | 1.02 | Construction of chamber for 100mm sluice plates | item2 | 213 | Nos
21.2 | Construction of new security fencing complete RCC footings, beam bricks etc. as per specification inclusive of material and labour | Item 49 | 150 | m |  |  |  | Excess(+) | 1 | Full Conversion | INR | [40 empty] | #VALUE! | #VALUE! | #VALUE! | 1.02 | Construction of chamber for 100mm sluice plates | item2 | 213 | Nos
22 | ET&C of Fire Fighting Equipments | Item 50 | [52 empty] | 1 | Construction of chamber for 100mm sluices valve | item1 | 10 | 1 Nos
22.1 | 25kg capacity FE DCP type, trolley mounted | Item 51 | 1 | Nos. |  |  |  | Excess(+) | 1 | Full Conversion | INR | [40 empty] | #VALUE! | #VALUE! | #VALUE! | 1.02 | Construction of chamber for 100mm sluice plates | item2 | 213 | Nos
22.2 | FE CO2 6.5KG capacity, wall mounted | Item 52 | 2 | Nos. |  |  |  | Excess(+) | 1 | Full Conversion | INR | [40 empty] | #VALUE! | #VALUE! | #VALUE! | 1.02 | Construction of chamber for 100mm sluice plates | item2 | 213 | Nos
22.3 | Foam type 9 Ltr capacity, wall mounted | Item 53 | 2 | Nos. |  |  |  | Excess(+) | 1 | Full Conversion | INR | [40 empty] | #VALUE! | #VALUE! | #VALUE! | 1.02 | Construction of chamber for 100mm sluice plates | item2 | 213 | Nos
22.4 | Fire Buckets (12 Nos. with stand in one set | Item 54 | 1 | Set |  |  |  | Excess(+) | 1 | Full Conversion | INR | [40 empty] | #VALUE! | #VALUE! | #VALUE! | 1.02 | Construction of chamber for 100mm sluice plates | item2 | 213 | Nos
Total in Figures | [51 empty] | #VALUE! | #VALUE! | #VALUE! | 4 | Construction of chamber for 100mm sluice plates | item5 | 10 | Nos
Quoted Rate in Figures |  |  |  | Select | [47 empty] | 0 | 0 | #VALUE!
Quoted Rate in Words |  | #VALUE!
Validate
Print
Help

## BoQ4 (hidden)
Item Rate BoQ
BoQ_Ver3.0 | Item Rate | Normal | INR Only | INR
Select, Excess (+), Less (-) |  | Less (-)
Tender Inviting Authority: MD, AEGCL
Name of Work: Turnkey Construction of a 132kV Railway Traction Bay at 132kV Dullavchera GSS, AEGCL respectively including Supply of Bay Equipment and line bay materials and associated works etc [ Schedule 4-Foundation and Civil works for 132kV bay at 132kV Dullavchera GSS]
Contract No: Nil
Name of the Bidder/ Bidding Firm / Company :
PRICE SCHEDULE (This BOQ template must not be modified/replaced by the bidder and the same should be uploaded after filling the relevent columns, else the bidder is liable to be rejected for this tender. Bidders are allowed to enter the Bidder Name and Values only )
NUMBER # | TEXT # | TEXT # | NUMBER # | TEXT # | NUMBER | NUMBER | TEXT | TEXT # | NUMBER # | TEXT# | TEXT # | NUMBER # | NUMBER | NUMBER | NUMBER | NUMBER | TEXT | TEXT | NUMBER | NUMBER | NUMBER | NUMBER | TEXT | TEXT | NUMBER | NUMBER | NUMBER | NUMBER | TEXT | TEXT | NUMBER | NUMBER | NUMBER | NUMBER | TEXT | TEXT | NUMBER | NUMBER | NUMBER | NUMBER | TEXT | TEXT | NUMBER | NUMBER | NUMBER # | NUMBER # | TEXT | TEXT | NUMBER # | NUMBER # | DATE | NUMBER # | NUMBER # | TEXT #
Sl. No. | Item Description | Item Code / Make | Quantity | Units | Estimated Rate in Rs. P |  |  | Addition / Deduction | Addition / Deduction Values | Currency Convertion against each Item | Quoted Currency in INR / Other Currency | Unit Rate (exclusive of taxes) In Figures To be entered by the Bidder in Rs. P | Excise Duty | VAT | Freight and Insurance Charges ( incl Unloading & Stacking) | Any Other Taxes/Duties/Levies |  |  | Other Taxes 2 | IIIrd Party i.e DGS&D / RITES etc Inspection Charges @0.34%+Service Tax | Less for Cenvat Credit,if any respect of Supplies Under full Excise Duty Category | [30 empty] | TOTAL Amount (Without Taxes) in Rs. P | TOTAL AMOUNT With Taxes | TOTAL AMOUNT In Words
1 | 2 | 3 | 4 | 5 | 6 | 7 | 8 | 9 | 10 | 11 | 12 | 13 | 14 | 15 | 16 | 17 | 18 | 19 | 20 | 21 | 22 | 23 | 24 | 25 | 26 | 27 | 28 | 29 | 30 | 31 | 32 | 33 | 34 | 35 | 36 | 37 | 38 | 39 | 40 | 41 | 42 | 43 | 44 | 45 | 46 | 47 | 48 | 49 | 50 | 51 | 52 | 53 | 54 | 55
1 | Construction of Foundation Including. Supply of All Foundation Materials & Labour as required for 132kV Circuit Breaker (1 Set) | Item 6 | [52 empty] | 1 | Construction of chamber for 100mm sluices valve | item1 | 10 | 1 Nos
1.1 | Excavation (16.21 Cum per breaker) | Item 7 | 16.21 | Cum |  |  |  | Excess(+) | 1 | Full Conversion | INR | [40 empty] | #VALUE! | #VALUE! | #VALUE! | 1.02 | Construction of chamber for 100mm sluice plates | item2 | 213 | Nos
1.2 | Filling (10.73 Cum per breaker) | Item 8 | 10.73 | Cum |  |  |  | Excess(+) | 1 | Full Conversion | INR | [40 empty] | #VALUE! | #VALUE! | #VALUE! | 1.02 | Construction of chamber for 100mm sluice plates | item2 | 213 | Nos
1.3 | Brick Soiling (8 Sq.m per breaker) | Item 9 | 8 | Sq.m |  |  |  | Excess(+) | 1 | Full Conversion | INR | [40 empty] | #VALUE! | #VALUE! | #VALUE! | 1.02 | Construction of chamber for 100mm sluice plates | item2 | 213 | Nos
1.4 | Formwork (15.36 Sq.m per breaker) | Item 10 | 15.36 | Sq.m |  |  |  | Excess(+) | 1 | Full Conversion | INR | [40 empty] | #VALUE! | #VALUE! | #VALUE! | 1.02 | Construction of chamber for 100mm sluice plates | item2 | 213 | Nos
1.5 | PCC (0.46 Cum per breaker) | Item 11 | 0.46 | Cum |  |  |  | Excess(+) | 1 | Full Conversion | INR | [40 empty] | #VALUE! | #VALUE! | #VALUE! | 1.02 | Construction of chamber for 100mm sluice plates | item2 | 213 | Nos
1.6 | RCC (4.22 Cum per breaker) | Item 12 | 4.22 | Cum |  |  |  | Excess(+) | 1 | Full Conversion | INR | [40 empty] | #VALUE! | #VALUE! | #VALUE! | 1.02 | Construction of chamber for 100mm sluice plates | item2 | 213 | Nos
1.7 | Reinforcement (209.75 Kg per breaker) | Item 13 | 209.75 | Kg |  |  |  | Excess(+) | 1 | Full Conversion | INR | [40 empty] | #VALUE! | #VALUE! | #VALUE! | 1.02 | Construction of chamber for 100mm sluice plates | item2 | 213 | Nos
2 | Construction of Foundation Including. Supply of All Foundation Materials & Labour as required for 132kV Current Transformer ( 3 Nos.) | Item 14 | [52 empty] | 1 | Construction of chamber for 100mm sluices valve | item1 | 10 | 1 Nos
2.1 | Excavation (4.29 Cum per CT) | Item 15 | 12.87 | Cum |  |  |  | Excess(+) | 1 | Full Conversion | INR | [40 empty] | #VALUE! | #VALUE! | #VALUE! | 1.02 | Construction of chamber for 100mm sluice plates | item2 | 213 | Nos
2.2 | Filling (3.48 Cum per CT) | Item 16 | 10.44 | Cum |  |  |  | Excess(+) | 1 | Full Conversion | INR | [40 empty] | #VALUE! | #VALUE! | #VALUE! | 1.02 | Construction of chamber for 100mm sluice plates | item2 | 213 | Nos
2.3 | Brick Soiling (1.82 Sq.m per CT) | Item 17 | 5.46 | Sq.m |  |  |  | Excess(+) | 1 | Full Conversion | INR | [40 empty] | #VALUE! | #VALUE! | #VALUE! | 1.02 | Construction of chamber for 100mm sluice plates | item2 | 213 | Nos
2.4 | Formwork (6.56 Sq.m per CT) | Item 18 | 19.68 | Sq.m |  |  |  | Excess(+) | 1 | Full Conversion | INR | [40 empty] | #VALUE! | #VALUE! | #VALUE! | 1.02 | Construction of chamber for 100mm sluice plates | item2 | 213 | Nos
2.5 | PCC (0.10 Cum per CT) | Item 19 | 0.3 | Cum |  |  |  | Excess(+) | 1 | Full Conversion | INR | [40 empty] | #VALUE! | #VALUE! | #VALUE! | 1.02 | Construction of chamber for 100mm sluice plates | item2 | 213 | Nos
2.6 | RCC (0.52 Cum per CT) | Item 20 | 1.56 | Cum |  |  |  | Excess(+) | 1 | Full Conversion | INR | [40 empty] | #VALUE! | #VALUE! | #VALUE! | 1.02 | Construction of chamber for 100mm sluice plates | item2 | 213 | Nos
2.7 | Reinforcement (86.18 Kg per CT) | Item 21 | 258.54 | Kg |  |  |  | Excess(+) | 1 | Full Conversion | INR | [40 empty] | #VALUE! | #VALUE! | #VALUE! | 1.02 | Construction of chamber for 100mm sluice plates | item2 | 213 | Nos
3 | Construction of Foundation Including. Supply of All Foundation Materials & Labour as required for 132kV CVT (3 Nos.) | Item 22 | [52 empty] | 1 | Construction of chamber for 100mm sluices valve | item1 | 10 | 1 Nos
3.1 | Excavation (4.29 Cum per CVT) | Item 23 | 12.87 | Cum |  |  |  | Excess(+) | 1 | Full Conversion | INR | [40 empty] | #VALUE! | #VALUE! | #VALUE! | 1.02 | Construction of chamber for 100mm sluice plates | item2 | 213 | Nos
3.2 | Filling (3.48 Cum per CVT) | Item 24 | 10.44 | Cum |  |  |  | Excess(+) | 1 | Full Conversion | INR | [40 empty] | #VALUE! | #VALUE! | #VALUE! | 1.02 | Construction of chamber for 100mm sluice plates | item2 | 213 | Nos
3.3 | Brick Soiling (1.82 Sq.m per CVT) | Item 25 | 5.46 | Sq.m |  |  |  | Excess(+) | 1 | Full Conversion | INR | [40 empty] | #VALUE! | #VALUE! | #VALUE! | 1.02 | Construction of chamber for 100mm sluice plates | item2 | 213 | Nos
3.4 | Formwork (6.56 Sq.m per CVT) | Item 26 | 19.68 | Sq.m |  |  |  | Excess(+) | 1 | Full Conversion | INR | [40 empty] | #VALUE! | #VALUE! | #VALUE! | 1.02 | Construction of chamber for 100mm sluice plates | item2 | 213 | Nos
3.5 | PCC (0.10 Cum per CVT) | Item 27 | 0.3 | Cum |  |  |  | Excess(+) | 1 | Full Conversion | INR | [40 empty] | #VALUE! | #VALUE! | #VALUE! | 1.02 | Construction of chamber for 100mm sluice plates | item2 | 213 | Nos
3.6 | RCC (0.52 Cum per CVT) | Item 28 | 1.56 | Cum |  |  |  | Excess(+) | 1 | Full Conversion | INR | [40 empty] | #VALUE! | #VALUE! | #VALUE! | 1.02 | Construction of chamber for 100mm sluice plates | item2 | 213 | Nos
3.7 | Reinforcement (86.18 Kg per CVT) | Item 29 | 258.54 | Kg |  |  |  | Excess(+) | 1 | Full Conversion | INR | [40 empty] | #VALUE! | #VALUE! | #VALUE! | 1.02 | Construction of chamber for 100mm sluice plates | item2 | 213 | Nos
4 | Construction of Foundation Including. Supply of All Foundation Materials & Labour as required for 132kV Isolators With/ Without Earth Switch ( 2 Sets) | Item 30 | [52 empty] | 1 | Construction of chamber for 100mm sluices valve | item1 | 10 | 1 Nos
4.1 | Excavation (25.13 Cum per Isolator) | Item 31 | 50.25 | Cum |  |  |  | Excess(+) | 1 | Full Conversion | INR | [40 empty] | #VALUE! | #VALUE! | #VALUE! | 1.02 | Construction of chamber for 100mm sluice plates | item2 | 213 | Nos
4.2 | Filling (20.40 Cum per Isolator) | Item 32 | 40.8 | Cum |  |  |  | Excess(+) | 1 | Full Conversion | INR | [40 empty] | #VALUE! | #VALUE! | #VALUE! | 1.02 | Construction of chamber for 100mm sluice plates | item2 | 213 | Nos
4.3 | Brick Soiling (11.81 Sq.m per Isolator) | Item 33 | 23.6 | Sq.m |  |  |  | Excess(+) | 1 | Full Conversion | INR | [40 empty] | #VALUE! | #VALUE! | #VALUE! | 1.02 | Construction of chamber for 100mm sluice plates | item2 | 213 | Nos
4.4 | Formwork (16.11 Sq.m per Isolator) | Item 34 | 32.22 | Sq.m |  |  |  | Excess(+) | 1 | Full Conversion | INR | [40 empty] | #VALUE! | #VALUE! | #VALUE! | 1.02 | Construction of chamber for 100mm sluice plates | item2 | 213 | Nos
4.5 | PCC (0.72 Cum per Isolator) | Item 35 | 1.44 | Cum |  |  |  | Excess(+) | 1 | Full Conversion | INR | [40 empty] | #VALUE! | #VALUE! | #VALUE! | 1.02 | Construction of chamber for 100mm sluice plates | item2 | 213 | Nos
4.6 | RCC (2.83 Cum per Isolator) | Item 36 | 5.66 | Cum |  |  |  | Excess(+) | 1 | Full Conversion | INR | [40 empty] | #VALUE! | #VALUE! | #VALUE! | 1.02 | Construction of chamber for 100mm sluice plates | item2 | 213 | Nos
4.7 | Reinforcement (246.07 Kg per Isolator) | Item 37 | 492.14 | Kg |  |  |  | Excess(+) | 1 | Full Conversion | INR | [40 empty] | #VALUE! | #VALUE! | #VALUE! | 1.02 | Construction of chamber for 100mm sluice plates | item2 | 213 | Nos
5 | Construction of Foundation Including. Supply of All Foundation Materials & Labour as required for 132kV Lightning Arresters( 3 Nos) | Item 38 | [52 empty] | 1 | Construction of chamber for 100mm sluices valve | item1 | 10 | 1 Nos
5.1 | Excavation (3.52 Cum per LA) | Item 39 | 10.56 | Cum |  |  |  | Excess(+) | 1 | Full Conversion | INR | [40 empty] | #VALUE! | #VALUE! | #VALUE! | 1.02 | Construction of chamber for 100mm sluice plates | item2 | 213 | Nos
5.2 | Filling (2.75 Cum per LA) | Item 40 | 8.25 | Cum |  |  |  | Excess(+) | 1 | Full Conversion | INR | [40 empty] | #VALUE! | #VALUE! | #VALUE! | 1.02 | Construction of chamber for 100mm sluice plates | item2 | 213 | Nos
5.3 | Brick Soiling (1.56 Sq.m per LA) | Item 41 | 4.68 | Sq.m |  |  |  | Excess(+) | 1 | Full Conversion | INR | [40 empty] | #VALUE! | #VALUE! | #VALUE! | 1.02 | Construction of chamber for 100mm sluice plates | item2 | 213 | Nos
5.4 | Formwork (3.88 Sq.m per LA) | Item 42 | 11.64 | Sq.m |  |  |  | Excess(+) | 1 | Full Conversion | INR | [40 empty] | #VALUE! | #VALUE! | #VALUE! | 1.02 | Construction of chamber for 100mm sluice plates | item2 | 213 | Nos
5.5 | PCC (0.08 Cum per LA) | Item 43 | 0.24 | Cum |  |  |  | Excess(+) | 1 | Full Conversion | INR | [40 empty] | #VALUE! | #VALUE! | #VALUE! | 1.02 | Construction of chamber for 100mm sluice plates | item2 | 213 | Nos
5.6 | RCC (0.54 Cum per LA) | Item 44 | 1.62 | Cum |  |  |  | Excess(+) | 1 | Full Conversion | INR | [40 empty] | #VALUE! | #VALUE! | #VALUE! | 1.02 | Construction of chamber for 100mm sluice plates | item2 | 213 | Nos
5.7 | Reinforcement (46.65 Kg per LA) | Item 45 | 139.95 | Kg |  |  |  | Excess(+) | 1 | Full Conversion | INR | [40 empty] | #VALUE! | #VALUE! | #VALUE! | 1.02 | Construction of chamber for 100mm sluice plates | item2 | 213 | Nos
6 | Construction of Foundation Including. Supply of All Foundation Materials & Labour as required for 132kV Post Insulator ( 6 Nos) | Item 46 | [52 empty] | 1 | Construction of chamber for 100mm sluices valve | item1 | 10 | 1 Nos
6.1 | Excavation (3.52 Cum per PI) | Item 47 | 21.13 | Cum |  |  |  | Excess(+) | 1 | Full Conversion | INR | [40 empty] | #VALUE! | #VALUE! | #VALUE! | 1.02 | Construction of chamber for 100mm sluice plates | item2 | 213 | Nos
6.2 | Filling (2.75 Cum per PI) | Item 48 | 16.93 | Cum |  |  |  | Excess(+) | 1 | Full Conversion | INR | [40 empty] | #VALUE! | #VALUE! | #VALUE! | 1.02 | Construction of chamber for 100mm sluice plates | item2 | 213 | Nos
6.3 | Brick Soiling (1.56 Sq.m per PI) | Item 49 | 9.37 | Sq.m |  |  |  | Excess(+) | 1 | Full Conversion | INR | [40 empty] | #VALUE! | #VALUE! | #VALUE! | 1.02 | Construction of chamber for 100mm sluice plates | item2 | 213 | Nos
6.4 | Formwork (3.88 Sq.m per PI) | Item 50 | 23.28 | Sq.m |  |  |  | Excess(+) | 1 | Full Conversion | INR | [40 empty] | #VALUE! | #VALUE! | #VALUE! | 1.02 | Construction of chamber for 100mm sluice plates | item2 | 213 | Nos
6.5 | PCC (0.08 Cum per PI) | Item 51 | 0.48 | Cum |  |  |  | Excess(+) | 1 | Full Conversion | INR | [40 empty] | #VALUE! | #VALUE! | #VALUE! | 1.02 | Construction of chamber for 100mm sluice plates | item2 | 213 | Nos
6.6 | RCC (0.54 Cum per PI) | Item 52 | 3.24 | Cum |  |  |  | Excess(+) | 1 | Full Conversion | INR | [40 empty] | #VALUE! | #VALUE! | #VALUE! | 1.02 | Construction of chamber for 100mm sluice plates | item2 | 213 | Nos
6.7 | Reinforcement (46.65 Kg per PI) | Item 53 | 279.9 | Kg |  |  |  | Excess(+) | 1 | Full Conversion | INR | [40 empty] | #VALUE! | #VALUE! | #VALUE! | 1.02 | Construction of chamber for 100mm sluice plates | item2 | 213 | Nos
7 | Construction of Foundation Including. Supply of All Foundation Materials & Labour as required for Lattice Steel Column ( Column Type (C1), 2Nos.) | Item 54
7.1 | Excavation (110.55 Cum per Column) | Item 55 | 221.1 | Cum |  |  |  | Excess(+) | 1 | Full Conversion | INR | [40 empty] | #VALUE! | #VALUE! | #VALUE! | 1.02 | Construction of chamber for 100mm sluice plates | item2 | 213 | Nos
7.2 | Filling (97.229 Cum per Column) | Item 56 | 194.43 | Cum |  |  |  | Excess(+) | 1 | Full Conversion | INR | [40 empty] | #VALUE! | #VALUE! | #VALUE! | 1.02 | Construction of chamber for 100mm sluice plates | item2 | 213 | Nos
7.3 | Brick Soiling (25.5 Sq.m per Column) | Item 57 | 51.89 | Sq.m |  |  |  | Excess(+) | 1 | Full Conversion | INR | [40 empty] | #VALUE! | #VALUE! | #VALUE! | 1.02 | Construction of chamber for 100mm sluice plates | item2 | 213 | Nos
7.4 | Formwork (23.96 Sq.m per Column) | Item 58 | 47.92 | Sq.m |  |  |  | Excess(+) | 1 | Full Conversion | INR | [40 empty] | #VALUE! | #VALUE! | #VALUE! | 1.02 | Construction of chamber for 100mm sluice plates | item2 | 213 | Nos
7.5 | PCC ( 1.79Cum per Column) | Item 59 | 3.59 | Cum |  |  |  | Excess(+) | 1 | Full Conversion | INR | [40 empty] | #VALUE! | #VALUE! | #VALUE! | 1.02 | Construction of chamber for 100mm sluice plates | item2 | 213 | Nos
7.6 | RCC (8.59.Cum per Column) | Item 60 | 17.19 | Cum |  |  |  | Excess(+) | 1 | Full Conversion | INR | [40 empty] | #VALUE! | #VALUE! | #VALUE! | 1.02 | Construction of chamber for 100mm sluice plates | item2 | 213 | Nos
7.7 | Reinforcement (855.89 Kg per Column) | Item 61 | 1711.77 | Kg |  |  |  | Excess(+) | 1 | Full Conversion | INR | [40 empty] | #VALUE! | #VALUE! | #VALUE! | 1.02 | Construction of chamber for 100mm sluice plates | item2 | 213 | Nos
8 | Lifting of existing gravels from foundation site to a distance of about 25 mtr including stackin etc (Area:35mX12m=420Sqm) | Item 62 | 420 | Sqm |  |  |  | Excess(+) | 1 | Full Conversion | INR | [40 empty] | #VALUE! | #VALUE! | #VALUE! | 1.02 | Construction of chamber for 100mm sluice plates | item2 | 213 | Nos
9 | Breaking of PCC surface of the foundation site and disposal of the same to a distance of about 50 mtr | Item 63 | 420 | Sqm |  |  |  | Excess(+) | 1 | Full Conversion | INR | [40 empty] | #VALUE! | #VALUE! | #VALUE! | 1.02 | Construction of chamber for 100mm sluice plates | item2 | 213 | Nos
10 | Providing 80mm thick 1:4:8 PCC for switchyard as per specification and drawing including supply of all material after completion of foundation and earthing work | Item 64 | 420 | Sqm |  |  |  | Excess(+) | 1 | Full Conversion | INR | [40 empty] | #VALUE! | #VALUE! | #VALUE! | 1.02 | Construction of chamber for 100mm sluice plates | item2 | 213 | Nos
11 | Providing 100 mm Thick Gravelling over PCC as per specification and drawing including supply of all material | Item 65 | 420 | Sqm |  |  |  | Excess(+) | 1 | Full Conversion | INR | [40 empty] | #VALUE! | #VALUE! | #VALUE! | 1.02 | Construction of chamber for 100mm sluice plates | item2 | 213 | Nos
Total in Figures | [51 empty] | #VALUE! | #VALUE! | #VALUE! | 4 | Construction of chamber for 100mm sluice plates | item5 | 10 | Nos
Quoted Rate in Figures |  |  |  | Select | [47 empty] | 0 | 0 | #VALUE!
Quoted Rate in Words |  | #VALUE!
Validate
Print
Help

## BoQ5 (hidden)
Item Rate BoQ
BoQ_Ver3.0 | Item Rate | Normal | INR Only | INR
Select, Excess (+), Less (-) |  | Less (-)
Tender Inviting Authority: MD, AEGCL
Name of Work: Turnkey Construction of a 132kV Railway Traction Bay at 132kV Dullavchera GSS, AEGCL respectively including Supply of Bay Equipment and line bay materials and associated works etc [ Schedule 1(A)-Supply for Transformer Shifting at 132kV Dullavchera GSS]
Contract No: Nil
Name of the Bidder/ Bidding Firm / Company :
PRICE SCHEDULE (This BOQ template must not be modified/replaced by the bidder and the same should be uploaded after filling the relevent columns, else the bidder is liable to be rejected for this tender. Bidders are allowed to enter the Bidder Name and Values only )
NUMBER # | TEXT # | TEXT # | NUMBER # | TEXT # | NUMBER | NUMBER | TEXT | TEXT # | NUMBER # | TEXT# | TEXT # | NUMBER # | NUMBER | NUMBER | NUMBER | NUMBER | TEXT | TEXT | NUMBER | NUMBER | NUMBER | NUMBER | TEXT | TEXT | NUMBER | NUMBER | NUMBER | NUMBER | TEXT | TEXT | NUMBER | NUMBER | NUMBER | NUMBER | TEXT | TEXT | NUMBER | NUMBER | NUMBER | NUMBER | TEXT | TEXT | NUMBER | NUMBER | NUMBER # | NUMBER # | TEXT | TEXT | NUMBER # | NUMBER # | DATE | NUMBER # | NUMBER # | TEXT #
Sl. No. | Item Description | Item Code / Make | Quantity | Units | Estimated Rate in Rs. P |  |  | Addition / Deduction | Addition / Deduction Values | Currency Convertion against each Item | Quoted Currency in INR / Other Currency | Unit RATE (exclusive of taxes) In Figures To be entered by the Bidder in Rs. P | Excise Duty | VAT | Freight and Insurance Charges ( incl Unloading & Stacking) | Any Other Taxes/Duties/Levies |  |  | Other Taxes 2 | IIIrd Party i.e DGS&D / RITES etc Inspection Charges @0.34%+Service Tax | Less for Cenvat Credit,if any respect of Supplies Under full Excise Duty Category | [30 empty] | TOTAL AMOUNT (Without Taxes) in Rs. P | TOTAL AMOUNT With Taxes | TOTAL AMOUNT In Words
1 | 2 | 3 | 4 | 5 | 6 | 7 | 8 | 9 | 10 | 11 | 12 | 13 | 14 | 15 | 16 | 17 | 18 | 19 | 20 | 21 | 22 | 23 | 24 | 25 | 26 | 27 | 28 | 29 | 30 | 31 | 32 | 33 | 34 | 35 | 36 | 37 | 38 | 39 | 40 | 41 | 42 | 43 | 44 | 45 | 46 | 47 | 48 | 49 | 50 | 51 | 52 | 53 | 54 | 55
1 | Supply of Disc Insulator Strings complete with all hardware fittings, clamps etc. | Item 1 | [52 empty] | 1 | Construction of chamber for 100mm sluices valve | item1 | 10 | 1 Nos
1.1 | 90kN Disc Insulator B&S Type for string insulator (tension) | Item 2 | 75 | Nos. |  |  |  | Excess(+) | 1 | Full Conversion | INR | [40 empty] | #VALUE! | #VALUE! | #VALUE! | 1.02 | Construction of chamber for 100mm sluice plates | item2 | 213 | Nos
1.2 | 70kN Disc Suspension Insulator | Item 3 | 40 | Nos. |  |  |  | Excess(+) | 1 | Full Conversion | INR | [40 empty] | #VALUE! | #VALUE! | #VALUE! | 1.02 | Construction of chamber for 100mm sluice plates | item2 | 213 | Nos
2 | Supply of ACSR Zebra Conductor | Item 4 | 1 | KM |  |  |  | Excess(+) | 1 | Full Conversion | INR | [40 empty] | #VALUE! | #VALUE! | #VALUE! | 1.02 | Construction of chamber for 100mm sluice plates | item2 | 213 | Nos
3 | Supply and Design of lattice steel structure for 33 kV Bus | Item 5 | [52 empty] | 1 | Construction of chamber for 100mm sluices valve | item1 | 10 | 1 Nos
3.1 | Coulumn Type 'C 5' (6 nos) including nuts and bolts, spring washers and foundation bolts etc complete | Item 6 | 6 | Nos. |  |  |  | Excess(+) | 1 | Full Conversion | INR | [40 empty] | #VALUE! | #VALUE! | #VALUE! | 1.02 | Construction of chamber for 100mm sluice plates | item2 | 213 | Nos
3.2 | Beam Type 'B 5'(09 nos) including nuts and bolts, spring washers etc complete | Item 7 | 9 | Nos. |  |  |  | Excess(+) | 1 | Full Conversion | INR | [40 empty] | #VALUE! | #VALUE! | #VALUE! | 1.02 | Construction of chamber for 100mm sluice plates | item2 | 213 | Nos
4 | Isolators with insulators, terminal connectors, structures complete etc. as per specification | Item 8 | [52 empty] | 1 | Construction of chamber for 100mm sluices valve | item1 | 10 | 1 Nos
4.1 | 33 kV motor operated isolator without E/S with terminal connectors suitable for twin zebra conductor (without mounting structures) for bus section. | Item 9 | 1 | Set |  |  |  | Excess(+) | 1 | Full Conversion | INR | [40 empty] | #VALUE! | #VALUE! | #VALUE! | 1.02 | Construction of chamber for 100mm sluice plates | item2 | 213 | Nos
5 | Lightning Arrester with terminal connectors etc. as per specification | Item 10 | [52 empty] | 1 | Construction of chamber for 100mm sluices valve | item1 | 10 | 1 Nos
5.1 | 132 kV Lightning Arrester | Item 11 | 3 | Nos. |  |  |  | Excess(+) | 1 | Full Conversion | INR | [40 empty] | #VALUE! | #VALUE! | #VALUE! | 1.02 | Construction of chamber for 100mm sluice plates | item2 | 213 | Nos
5.2 | 33 kV Lightning Arrester | Item 12 | 3 | Nos. |  |  |  | Excess(+) | 1 | Full Conversion | INR | [40 empty] | #VALUE! | #VALUE! | #VALUE! | 1.02 | Construction of chamber for 100mm sluice plates | item2 | 213 | Nos
6 | Post Insulator with terminal connectors etc. as per specification | Item 13 | [52 empty] | 1 | Construction of chamber for 100mm sluices valve | item1 | 10 | 1 Nos
6.1 | 132 kV Post Insulator | Item 14 | 3 | Nos. |  |  |  | Excess(+) | 1 | Full Conversion | INR | [40 empty] | #VALUE! | #VALUE! | #VALUE! | 1.02 | Construction of chamber for 100mm sluice plates | item2 | 213 | Nos
6.2 | 33 kV Post Insulator | Item 15 | 12 | Nos. |  |  |  | Excess(+) | 1 | Full Conversion | INR | [40 empty] | #VALUE! | #VALUE! | #VALUE! | 1.02 | Construction of chamber for 100mm sluice plates | item2 | 213 | Nos
7 | 132 kV CVT with terminal connectors etc as per specfication, for installation in 132kV hailakandi line to obtain 132kV Voltage for metering purpose during shifting of 132kV Bus PT | Item 16 | 1 | Nos. |  |  |  | Excess(+) | 1 | Full Conversion | INR | [40 empty] | #VALUE! | #VALUE! | #VALUE! | 1.02 | Construction of chamber for 100mm sluice plates | item2 | 213 | Nos
8 | Supply of Mounting structures with mounting & foundation bolts as per drawings supplied for | Item 17 | [52 empty] | 1 | Construction of chamber for 100mm sluices valve | item1 | 10 | 1 Nos
8.1 | 132 kV, Transformer CT | Item 18 | 3 | Nos. |  |  |  | Excess(+) | 1 | Full Conversion | INR | [40 empty] | #VALUE! | #VALUE! | #VALUE! | 1.02 | Construction of chamber for 100mm sluice plates | item2 | 213 | Nos
8.2 | 33kV Lightning Arrester | Item 19 | 6 | Nos. |  |  |  | Excess(+) | 1 | Full Conversion | INR | [40 empty] | #VALUE! | #VALUE! | #VALUE! | 1.02 | Construction of chamber for 100mm sluice plates | item2 | 213 | Nos
8.3 | 33kV Post insulator | Item 20 | 12 | Nos. |  |  |  | Excess(+) | 1 | Full Conversion | INR | [40 empty] | #VALUE! | #VALUE! | #VALUE! | 1.02 | Construction of chamber for 100mm sluice plates | item2 | 213 | Nos
8.4 | 132kV Lightning Arrester | Item 21 | 6 | Nos. |  |  |  | Excess(+) | 1 | Full Conversion | INR | [40 empty] | #VALUE! | #VALUE! | #VALUE! | 1.02 | Construction of chamber for 100mm sluice plates | item2 | 213 | Nos
8.5 | 132kV CVT | Item 22 | 1 | Nos. |  |  |  | Excess(+) | 1 | Full Conversion | INR | [40 empty] | #VALUE! | #VALUE! | #VALUE! | 1.02 | Construction of chamber for 100mm sluice plates | item2 | 213 | Nos
9 | Supply of Power Cables | Item 23 | [52 empty] | 1 | Construction of chamber for 100mm sluices valve | item1 | 10 | 1 Nos
9.1 | 2C, 6 mm2 | Item 24 | 500 | Mtr. |  |  |  | Excess(+) | 1 | Full Conversion | INR | [40 empty] | #VALUE! | #VALUE! | #VALUE! | 1.02 | Construction of chamber for 100mm sluice plates | item2 | 213 | Nos
9.2 | 4C, 16 mm2 | Item 25 | 400 | Mtr. |  |  |  | Excess(+) | 1 | Full Conversion | INR | [40 empty] | #VALUE! | #VALUE! | #VALUE! | 1.02 | Construction of chamber for 100mm sluice plates | item2 | 213 | Nos
9.3 | 3 1/2 core 300 sq mm XLPE cable for station service transformer LV to LVAC board | Item 26 | 50 | Mtr. |  |  |  | Excess(+) | 1 | Full Conversion | INR | [40 empty] | #VALUE! | #VALUE! | #VALUE! | 1.02 | Construction of chamber for 100mm sluice plates | item2 | 213 | Nos
10 | Supply of Control Cables | Item 27
10.1 | 2C, 2.5 mm2 | Item 28 | 300 | Mtr. |  |  |  | Excess(+) | 1 | Full Conversion | INR | [40 empty] | #VALUE! | #VALUE! | #VALUE! | 1.02 | Construction of chamber for 100mm sluice plates | item2 | 213 | Nos
10.2 | 4C, 2.5 sqmm | Item 29 | 300 | Mtr. |  |  |  | Excess(+) | 1 | Full Conversion | INR | [40 empty] | #VALUE! | #VALUE! | #VALUE!
10.3 | 7C, 1.5 mm2 | Item 30 | 300 | Mtr. |  |  |  | Excess(+) | 1 | Full Conversion | INR | [40 empty] | #VALUE! | #VALUE! | #VALUE! | 1.02 | Construction of chamber for 100mm sluice plates | item2 | 213 | Nos
10.4 | 12C, 1.5 mm2 | Item 31 | 300 | Mtr. |  |  |  | Excess(+) | 1 | Full Conversion | INR | [40 empty] | #VALUE! | #VALUE! | #VALUE! | 1.02 | Construction of chamber for 100mm sluice plates | item2 | 213 | Nos
10.5 | 19C, 1.5 mm2 | Item 32 | 300 | Mtr. |  |  |  | Excess(+) | 1 | Full Conversion | INR | [40 empty] | #VALUE! | #VALUE! | #VALUE! | 1.02 | Construction of chamber for 100mm sluice plates | item2 | 213 | Nos
11 | Supply of Earthing System Materials | Item 33 | [52 empty] | 1 | Construction of chamber for 100mm sluices valve | item1 | 10 | 1 Nos
11.1 | Main Earth mat (65x12mmGI Flat) | Item 34 | 600 | Mtr. |  |  |  | Excess(+) | 1 | Full Conversion | INR | [40 empty] | #VALUE! | #VALUE! | #VALUE! | 1.02 | Construction of chamber for 100mm sluice plates | item2 | 213 | Nos
11.2 | 65x12mm GI flat for risers, equipment earthing, column earthing etc | Item 35 | 200 | Mtr. |  |  |  | Excess(+) | 1 | Full Conversion | INR | [40 empty] | #VALUE! | #VALUE! | #VALUE! | 1.02 | Construction of chamber for 100mm sluice plates | item2 | 213 | Nos
11.3 | 50 x 6mm GI Flat Earthing conductor for earthing of indoor LT& Control panels,Junction Box,Marshalling boxes ,Cable trenches etc. | Item 36 | 100 | Mtr. |  |  |  | Excess(+) | 1 | Full Conversion | INR | [40 empty] | #VALUE! | #VALUE! | #VALUE! | 1.02 | Construction of chamber for 100mm sluice plates | item2 | 213 | Nos
11.4 | 50 x 6mm copper Flat for Earthing of Transformer neutral on HV as well as LV side (2.69kg/mtr) | Item 37 | 50 | Mtr. |  |  |  | Excess(+) | 1 | Full Conversion | INR | [40 empty] | #VALUE! | #VALUE! | #VALUE!
11.5 | 40mm dia 6.5 mtr long GI rod earth electrode (perforated) earthing of LA, CVT , shield wire etc | Item 38 | 15 | Nos. |  |  |  | Excess(+) | 1 | Full Conversion | INR | [40 empty] | #VALUE! | #VALUE! | #VALUE!
12 | Supply of Bay Marshalling Kiosk along with mounting structure for Transformer bay | Item 39 | 1 | Nos. |  |  |  | Excess(+) | 1 | Full Conversion | INR | [40 empty] | #VALUE! | #VALUE! | #VALUE! | 1.02 | Construction of chamber for 100mm sluice plates | item2 | 213 | Nos
13 | Supply of Clamps & connector for 33kV & 132 kV bus augmentation at Dullavcherra GSS | Item 40
13.1 | For 33 kV Bus | Item 41
13.11 | Single tension string with all hardware fittings for twin Zebra for 120 kN Disc Insulator 20 mm dia ball ( without turn buckle bolted type) | Item 42 | 15 | set |  |  |  | Excess(+) | 1 | Full Conversion | INR | [40 empty] | #VALUE! | #VALUE! | #VALUE! | 1.02 | Construction of chamber for 100mm sluice plates | item2 | 213 | Nos
13.12 | Single suspension string with all hardware fittings for twin Zebra for 120 kN Disc Insulator 20 mm dia ball | Item 43 | 9 | set |  |  |  | Excess(+) | 1 | Full Conversion | INR | [40 empty] | #VALUE! | #VALUE! | #VALUE!
13.13 | 33kV Isolator twin Pad clamps for ACSR Zebra conductor | Item 44 | 24 | Nos. |  |  |  | Excess(+) | 1 | Full Conversion | INR | [40 empty] | #VALUE! | #VALUE! | #VALUE!
13.14 | spacer suitable for twin Zebra conductor spacing as per sample | Item 45 | 45 | Nos. |  |  |  | Excess(+) | 1 | Full Conversion | INR | [40 empty] | #VALUE! | #VALUE! | #VALUE!
13.15 | 33 kV Isolator clamp for twin Zebra bus sectionalizer as per sample | Item 46 | 6 | Nos. |  |  |  | Excess(+) | 1 | Full Conversion | INR | [40 empty] | #VALUE! | #VALUE! | #VALUE!
13.16 | PI clamp for twin Zebra | Item 47 | 15 | Nos. |  |  |  | Excess(+) | 1 | Full Conversion | INR | [40 empty] | #VALUE! | #VALUE! | #VALUE!
13.2 | For 132 kV Bus | Item 48
13.21 | Single tension string with all hardware fittings for twin Zebra for 120 kN Disc Insulator 20 mm dia ball ( without turn buckle bolted type) | Item 49 | 15 | set |  |  |  | Excess(+) | 1 | Full Conversion | INR | [40 empty] | #VALUE! | #VALUE! | #VALUE! | 1.02 | Construction of chamber for 100mm sluice plates | item2 | 213 | Nos
13.22 | Single suspension string with all hardware fittings for twin Zebra for 120 kN Disc Insulator 20 mm dia ball | Item 50 | 9 | set |  |  |  | Excess(+) | 1 | Full Conversion | INR | [40 empty] | #VALUE! | #VALUE! | #VALUE!
13.23 | T-clamp suitable for twin zebra to single panther | Item 51 | 15 | Nos. |  |  |  | Excess(+) | 1 | Full Conversion | INR | [40 empty] | #VALUE! | #VALUE! | #VALUE!
13.24 | Spacer for twin zebra | Item 52 | 45 | Nos. |  |  |  | Excess(+) | 1 | Full Conversion | INR | [40 empty] | #VALUE! | #VALUE! | #VALUE!
13.25 | UPG clamps for Zebra to Zebra | Item 53 | 30 | Nos. |  |  |  | Excess(+) | 1 | Full Conversion | INR | [40 empty] | #VALUE! | #VALUE! | #VALUE!
13.26 | Disc insulator (120kN , 20 mm dia ball) | Item 54 | 150 | Nos. |  |  |  | Excess(+) | 1 | Full Conversion | INR | [40 empty] | #VALUE! | #VALUE! | #VALUE!
14 | Outdoorillumination | Item 55 | [52 empty] | 1 | Construction of chamber for 100mm sluices valve | item1 | 10 | 1 Nos
14.11 | LED Flood light fitting with 250W led with all accessories control gears for yard lighting ( to be mounted on gantry towers) | Item 56 | 6 | Nos. |  |  |  | Excess(+) | 1 | Full Conversion | INR | [40 empty] | #VALUE! | #VALUE! | #VALUE! | 1.02 | Construction of chamber for 100mm sluice plates | item2 | 213 | Nos
14.12 | Lighting junction box for lights suitable for outdoor installation comprising of 4 Nos CBT M4 Type terminal connectors for light connections Max size 150x150x100mm | Item 57 | 6 | Nos. |  |  |  | Excess(+) | 1 | Full Conversion | INR | [40 empty] | #VALUE! | #VALUE! | #VALUE! | 1.02 | Construction of chamber for 100mm sluice plates | item2 | 213 | Nos
15 | Supply of GI nuts and bolts, spring washers etc (assorted) | Item 58 | 0.2 | MT |  |  |  | Excess(+) | 1 | Full Conversion | INR | [40 empty] | #VALUE! | #VALUE! | #VALUE! | 1.02 | Construction of chamber for 100mm sluice plates | item2 | 213 | Nos
Total in Figures | [51 empty] | #VALUE! | #VALUE! | #VALUE! | 4 | Construction of chamber for 100mm sluice plates | item5 | 10 | Nos
Quoted Rate in Figures |  |  |  | Select | [47 empty] | 0 | 0 | #VALUE!
Quoted Rate in Words |  | #VALUE!
Validate
Print
Help

## BoQ6 (hidden)
Item Rate BoQ
BoQ_Ver3.0 | Item Rate | Normal | INR Only | INR
Select, Excess (+), Less (-) |  | Less (-)
Tender Inviting Authority: MD, AEGCL
Name of Work: Turnkey Construction of a 132kV Railway Traction Bay at 132kV Dullavchera GSS, AEGCL respectively including Supply of Bay Equipment and line bay materials and associated works etc [ Schedule 2(A)-Freight & Insurance for Transformer Shifting at 132kV Dullavchera GSS
Contract No: Nil
Name of the Bidder/ Bidding Firm / Company :
PRICE SCHEDULE (This BOQ template must not be modified/replaced by the bidder and the same should be uploaded after filling the relevent columns, else the bidder is liable to be rejected for this tender. Bidders are allowed to enter the Bidder Name and Values only )
NUMBER # | TEXT # | TEXT # | NUMBER # | TEXT # | NUMBER | NUMBER | TEXT | TEXT # | NUMBER # | TEXT# | TEXT # | NUMBER # | NUMBER | NUMBER | NUMBER | NUMBER | TEXT | TEXT | NUMBER | NUMBER | NUMBER | NUMBER | TEXT | TEXT | NUMBER | NUMBER | NUMBER | NUMBER | TEXT | TEXT | NUMBER | NUMBER | NUMBER | NUMBER | TEXT | TEXT | NUMBER | NUMBER | NUMBER | NUMBER | TEXT | TEXT | NUMBER | NUMBER | NUMBER # | NUMBER # | TEXT | TEXT | NUMBER # | NUMBER # | DATE | NUMBER # | NUMBER # | TEXT #
Sl. No. | Item Description | Item Code / Make | Quantity | Units | Estimated Rate in Rs. P |  |  | Addition / Deduction | Addition / Deduction Values | Currency Convertion against each Item | Quoted Currency in INR / Other Currency | Unit RATE (exclusive of taxes) In Figures To be entered by the Bidder in Rs. P | Excise Duty | VAT | Freight and Insurance Charges ( incl Unloading & Stacking) | Any Other Taxes/Duties/Levies |  |  | Other Taxes 2 | IIIrd Party i.e DGS&D / RITES etc Inspection Charges @0.34%+Service Tax | Less for Cenvat Credit,if any respect of Supplies Under full Excise Duty Category | [30 empty] | TOTAL AMOUNT (Without Taxes) in Rs. P | TOTAL AMOUNT With Taxes | TOTAL AMOUNT In Words
1 | 2 | 3 | 4 | 5 | 6 | 7 | 8 | 9 | 10 | 11 | 12 | 13 | 14 | 15 | 16 | 17 | 18 | 19 | 20 | 21 | 22 | 23 | 24 | 25 | 26 | 27 | 28 | 29 | 30 | 31 | 32 | 33 | 34 | 35 | 36 | 37 | 38 | 39 | 40 | 41 | 42 | 43 | 44 | 45 | 46 | 47 | 48 | 49 | 50 | 51 | 52 | 53 | 54 | 55
1 | Supply of Disc Insulator Strings complete with all hardware fittings, clamps etc. | Item 1 | [52 empty] | 1 | Construction of chamber for 100mm sluices valve | item1 | 10 | 1 Nos
1.1 | 90kN Disc Insulator B&S Type for string insulator (tension) | Item 2 | 75 | Nos. |  |  |  | Excess(+) | 1 | Full Conversion | INR | [40 empty] | #VALUE! | #VALUE! | #VALUE! | 1.02 | Construction of chamber for 100mm sluice plates | item2 | 213 | Nos
1.2 | 70kN Disc Suspension Insulator | Item 3 | 40 | Nos. |  |  |  | Excess(+) | 1 | Full Conversion | INR | [40 empty] | #VALUE! | #VALUE! | #VALUE! | 1.02 | Construction of chamber for 100mm sluice plates | item2 | 213 | Nos
2 | Supply of ACSR Zebra Conductor | Item 4 | 1 | KM |  |  |  | Excess(+) | 1 | Full Conversion | INR | [40 empty] | #VALUE! | #VALUE! | #VALUE! | 1.02 | Construction of chamber for 100mm sluice plates | item2 | 213 | Nos
3 | Supply and Design of lattice steel structure for 33 kV Bus | Item 5 | [52 empty] | 1 | Construction of chamber for 100mm sluices valve | item1 | 10 | 1 Nos
3.1 | Coulumn Type 'C 5' (6 nos) including nuts and bolts, spring washers and foundation bolts etc complete | Item 6 | 6 | Nos. |  |  |  | Excess(+) | 1 | Full Conversion | INR | [40 empty] | #VALUE! | #VALUE! | #VALUE! | 1.02 | Construction of chamber for 100mm sluice plates | item2 | 213 | Nos
3.2 | Beam Type 'B 5'(09 nos) including nuts and bolts, spring washers etc complete | Item 7 | 9 | Nos. |  |  |  | Excess(+) | 1 | Full Conversion | INR | [40 empty] | #VALUE! | #VALUE! | #VALUE! | 1.02 | Construction of chamber for 100mm sluice plates | item2 | 213 | Nos
4 | Isolators with insulators, terminal connectors, structures complete etc. as per specification | Item 8 | [52 empty] | 1 | Construction of chamber for 100mm sluices valve | item1 | 10 | 1 Nos
4.1 | 33 kV motor operated isolator without E/S with terminal connectors suitable for twin zebra conductor (without mounting structures) for bus section. | Item 9 | 1 | Set |  |  |  | Excess(+) | 1 | Full Conversion | INR | [40 empty] | #VALUE! | #VALUE! | #VALUE! | 1.02 | Construction of chamber for 100mm sluice plates | item2 | 213 | Nos
5 | Lightning Arrester with terminal connectors etc. as per specification | Item 10 | [52 empty] | 1 | Construction of chamber for 100mm sluices valve | item1 | 10 | 1 Nos
5.1 | 132 kV Lightning Arrester | Item 11 | 3 | Nos. |  |  |  | Excess(+) | 1 | Full Conversion | INR | [40 empty] | #VALUE! | #VALUE! | #VALUE! | 1.02 | Construction of chamber for 100mm sluice plates | item2 | 213 | Nos
5.2 | 33 kV Lightning Arrester | Item 12 | 3 | Nos. |  |  |  | Excess(+) | 1 | Full Conversion | INR | [40 empty] | #VALUE! | #VALUE! | #VALUE! | 1.02 | Construction of chamber for 100mm sluice plates | item2 | 213 | Nos
6 | Post Insulator with terminal connectors etc. as per specification | Item 13 | [52 empty] | 1 | Construction of chamber for 100mm sluices valve | item1 | 10 | 1 Nos
6.1 | 132 kV Post Insulator | Item 14 | 3 | Nos. |  |  |  | Excess(+) | 1 | Full Conversion | INR | [40 empty] | #VALUE! | #VALUE! | #VALUE! | 1.02 | Construction of chamber for 100mm sluice plates | item2 | 213 | Nos
6.2 | 33 kV Post Insulator | Item 15 | 12 | Nos. |  |  |  | Excess(+) | 1 | Full Conversion | INR | [40 empty] | #VALUE! | #VALUE! | #VALUE! | 1.02 | Construction of chamber for 100mm sluice plates | item2 | 213 | Nos
7 | 132 kV CVT with terminal connectors etc as per specfication, for installation in 132kV hailakandi line to obtain 132kV Voltage for metering purpose during shifting of 132kV Bus PT | Item 16 | 1 | Nos. |  |  |  | Excess(+) | 1 | Full Conversion | INR | [40 empty] | #VALUE! | #VALUE! | #VALUE! | 1.02 | Construction of chamber for 100mm sluice plates | item2 | 213 | Nos
8 | Supply of Mounting structures with mounting & foundation bolts as per drawings supplied for | Item 17 | [52 empty] | 1 | Construction of chamber for 100mm sluices valve | item1 | 10 | 1 Nos
8.1 | 132 kV, Transformer CT | Item 18 | 3 | Nos. |  |  |  | Excess(+) | 1 | Full Conversion | INR | [40 empty] | #VALUE! | #VALUE! | #VALUE! | 1.02 | Construction of chamber for 100mm sluice plates | item2 | 213 | Nos
8.2 | 33kV Lightning Arrester | Item 19 | 6 | Nos. |  |  |  | Excess(+) | 1 | Full Conversion | INR | [40 empty] | #VALUE! | #VALUE! | #VALUE! | 1.02 | Construction of chamber for 100mm sluice plates | item2 | 213 | Nos
8.3 | 33kV Post insulator | Item 20 | 12 | Nos. |  |  |  | Excess(+) | 1 | Full Conversion | INR | [40 empty] | #VALUE! | #VALUE! | #VALUE! | 1.02 | Construction of chamber for 100mm sluice plates | item2 | 213 | Nos
8.4 | 132kV Lightning Arrester | Item 21 | 6 | Nos. |  |  |  | Excess(+) | 1 | Full Conversion | INR | [40 empty] | #VALUE! | #VALUE! | #VALUE! | 1.02 | Construction of chamber for 100mm sluice plates | item2 | 213 | Nos
8.5 | 132kV CVT | Item 22 | 1 | Nos. |  |  |  | Excess(+) | 1 | Full Conversion | INR | [40 empty] | #VALUE! | #VALUE! | #VALUE! | 1.02 | Construction of chamber for 100mm sluice plates | item2 | 213 | Nos
9 | Supply of Power Cables | Item 23 | [52 empty] | 1 | Construction of chamber for 100mm sluices valve | item1 | 10 | 1 Nos
9.1 | 2C, 6 mm2 | Item 24 | 500 | Mtr. |  |  |  | Excess(+) | 1 | Full Conversion | INR | [40 empty] | #VALUE! | #VALUE! | #VALUE! | 1.02 | Construction of chamber for 100mm sluice plates | item2 | 213 | Nos
9.2 | 4C, 16 mm2 | Item 25 | 400 | Mtr. |  |  |  | Excess(+) | 1 | Full Conversion | INR | [40 empty] | #VALUE! | #VALUE! | #VALUE! | 1.02 | Construction of chamber for 100mm sluice plates | item2 | 213 | Nos
9.3 | 3 1/2 core 300 sq mm XLPE cable for station service transformer LV to LVAC board | Item 26 | 50 | Mtr. |  |  |  | Excess(+) | 1 | Full Conversion | INR | [40 empty] | #VALUE! | #VALUE! | #VALUE! | 1.02 | Construction of chamber for 100mm sluice plates | item2 | 213 | Nos
10 | Supply of Control Cables | Item 27
10.1 | 2C, 2.5 mm2 | Item 28 | 300 | Mtr. |  |  |  | Excess(+) | 1 | Full Conversion | INR | [40 empty] | #VALUE! | #VALUE! | #VALUE! | 1.02 | Construction of chamber for 100mm sluice plates | item2 | 213 | Nos
10.2 | 4C, 2.5 sqmm | Item 29 | 300 | Mtr. |  |  |  | Excess(+) | 1 | Full Conversion | INR | [40 empty] | #VALUE! | #VALUE! | #VALUE!
10.3 | 7C, 1.5 mm2 | Item 30 | 300 | Mtr. |  |  |  | Excess(+) | 1 | Full Conversion | INR | [40 empty] | #VALUE! | #VALUE! | #VALUE! | 1.02 | Construction of chamber for 100mm sluice plates | item2 | 213 | Nos
10.4 | 12C, 1.5 mm2 | Item 31 | 300 | Mtr. |  |  |  | Excess(+) | 1 | Full Conversion | INR | [40 empty] | #VALUE! | #VALUE! | #VALUE! | 1.02 | Construction of chamber for 100mm sluice plates | item2 | 213 | Nos
10.5 | 19C, 1.5 mm2 | Item 32 | 300 | Mtr. |  |  |  | Excess(+) | 1 | Full Conversion | INR | [40 empty] | #VALUE! | #VALUE! | #VALUE! | 1.02 | Construction of chamber for 100mm sluice plates | item2 | 213 | Nos
11 | Supply of Earthing System Materials | Item 33 | [52 empty] | 1 | Construction of chamber for 100mm sluices valve | item1 | 10 | 1 Nos
11.1 | Main Earth mat (65x12mmGI Flat) | Item 34 | 600 | Mtr. |  |  |  | Excess(+) | 1 | Full Conversion | INR | [40 empty] | #VALUE! | #VALUE! | #VALUE! | 1.02 | Construction of chamber for 100mm sluice plates | item2 | 213 | Nos
11.2 | 65x12mm GI flat for risers, equipment earthing, column earthing etc | Item 35 | 200 | Mtr. |  |  |  | Excess(+) | 1 | Full Conversion | INR | [40 empty] | #VALUE! | #VALUE! | #VALUE! | 1.02 | Construction of chamber for 100mm sluice plates | item2 | 213 | Nos
11.3 | 50 x 6mm GI Flat Earthing conductor for earthing of indoor LT& Control panels,Junction Box,Marshalling boxes ,Cable trenches etc. | Item 36 | 100 | Mtr. |  |  |  | Excess(+) | 1 | Full Conversion | INR | [40 empty] | #VALUE! | #VALUE! | #VALUE! | 1.02 | Construction of chamber for 100mm sluice plates | item2 | 213 | Nos
11.4 | 50 x 6mm copper Flat for Earthing of Transformer neutral on HV as well as LV side (2.69kg/mtr) | Item 37 | 50 | Mtr. |  |  |  | Excess(+) | 1 | Full Conversion | INR | [40 empty] | #VALUE! | #VALUE! | #VALUE!
11.5 | 40mm dia 6.5 mtr long GI rod earth electrode (perforated) earthing of LA, CVT , shield wire etc | Item 38 | 15 | Nos. |  |  |  | Excess(+) | 1 | Full Conversion | INR | [40 empty] | #VALUE! | #VALUE! | #VALUE!
12 | Supply of Bay Marshalling Kiosk along with mounting structure for Transformer bay | Item 39 | 1 | Nos. |  |  |  | Excess(+) | 1 | Full Conversion | INR | [40 empty] | #VALUE! | #VALUE! | #VALUE! | 1.02 | Construction of chamber for 100mm sluice plates | item2 | 213 | Nos
13 | Supply of Clamps & connector for 33kV & 132 kV bus augmentation at Dullavcherra GSS | Item 40
13.1 | For 33 kV Bus | Item 41
13.11 | Single tension string with all hardware fittings for twin Zebra for 120 kN Disc Insulator 20 mm dia ball ( without turn buckle bolted type) | Item 42 | 15 | set |  |  |  | Excess(+) | 1 | Full Conversion | INR | [40 empty] | #VALUE! | #VALUE! | #VALUE! | 1.02 | Construction of chamber for 100mm sluice plates | item2 | 213 | Nos
13.12 | Single suspension string with all hardware fittings for twin Zebra for 120 kN Disc Insulator 20 mm dia ball | Item 43 | 9 | set |  |  |  | Excess(+) | 1 | Full Conversion | INR | [40 empty] | #VALUE! | #VALUE! | #VALUE!
13.13 | 33kV Isolator twin Pad clamps for ACSR Zebra conductor | Item 44 | 24 | Nos. |  |  |  | Excess(+) | 1 | Full Conversion | INR | [40 empty] | #VALUE! | #VALUE! | #VALUE!
13.14 | spacer suitable for twin Zebra conductor spacing as per sample | Item 45 | 45 | Nos. |  |  |  | Excess(+) | 1 | Full Conversion | INR | [40 empty] | #VALUE! | #VALUE! | #VALUE!
13.15 | 33 kV Isolator clamp for twin Zebra bus sectionalizer as per sample | Item 46 | 6 | Nos. |  |  |  | Excess(+) | 1 | Full Conversion | INR | [40 empty] | #VALUE! | #VALUE! | #VALUE!
13.16 | PI clamp for twin Zebra | Item 47 | 15 | Nos. |  |  |  | Excess(+) | 1 | Full Conversion | INR | [40 empty] | #VALUE! | #VALUE! | #VALUE!
13.2 | For 132 kV Bus | Item 48
13.21 | Single tension string with all hardware fittings for twin Zebra for 120 kN Disc Insulator 20 mm dia ball ( without turn buckle bolted type) | Item 49 | 15 | set |  |  |  | Excess(+) | 1 | Full Conversion | INR | [40 empty] | #VALUE! | #VALUE! | #VALUE! | 1.02 | Construction of chamber for 100mm sluice plates | item2 | 213 | Nos
13.22 | Single suspension string with all hardware fittings for twin Zebra for 120 kN Disc Insulator 20 mm dia ball | Item 50 | 9 | set |  |  |  | Excess(+) | 1 | Full Conversion | INR | [40 empty] | #VALUE! | #VALUE! | #VALUE!
13.23 | T-clamp suitable for twin zebra to single panther | Item 51 | 15 | Nos. |  |  |  | Excess(+) | 1 | Full Conversion | INR | [40 empty] | #VALUE! | #VALUE! | #VALUE!
13.24 | Spacer for twin zebra | Item 52 | 45 | Nos. |  |  |  | Excess(+) | 1 | Full Conversion | INR | [40 empty] | #VALUE! | #VALUE! | #VALUE!
13.25 | UPG clamps for Zebra to Zebra | Item 53 | 30 | Nos. |  |  |  | Excess(+) | 1 | Full Conversion | INR | [40 empty] | #VALUE! | #VALUE! | #VALUE!
13.26 | Disc insulator (120kN , 20 mm dia ball) | Item 54 | 150 | Nos. |  |  |  | Excess(+) | 1 | Full Conversion | INR | [40 empty] | #VALUE! | #VALUE! | #VALUE!
14 | Outdoorillumination | Item 55 | [52 empty] | 1 | Construction of chamber for 100mm sluices valve | item1 | 10 | 1 Nos
14.11 | LED Flood light fitting with 250W led with all accessories control gears for yard lighting ( to be mounted on gantry towers) | Item 56 | 6 | Nos. |  |  |  | Excess(+) | 1 | Full Conversion | INR | [40 empty] | #VALUE! | #VALUE! | #VALUE! | 1.02 | Construction of chamber for 100mm sluice plates | item2 | 213 | Nos
14.12 | Lighting junction box for lights suitable for outdoor installation comprising of 4 Nos CBT M4 Type terminal connectors for light connections Max size 150x150x100mm | Item 57 | 6 | Nos. |  |  |  | Excess(+) | 1 | Full Conversion | INR | [40 empty] | #VALUE! | #VALUE! | #VALUE! | 1.02 | Construction of chamber for 100mm sluice plates | item2 | 213 | Nos
15 | Supply of GI nuts and bolts, spring washers etc (assorted) | Item 58 | 0.2 | MT |  |  |  | Excess(+) | 1 | Full Conversion | INR | [40 empty] | #VALUE! | #VALUE! | #VALUE! | 1.02 | Construction of chamber for 100mm sluice plates | item2 | 213 | Nos
Total in Figures | [51 empty] | #VALUE! | #VALUE! | #VALUE! | 4 | Construction of chamber for 100mm sluice plates | item5 | 10 | Nos
Quoted Rate in Figures |  |  |  | Select | [47 empty] | 0 | 0 | #VALUE!
Quoted Rate in Words |  | #VALUE!
Validate
Print
Help

## BoQ7 (hidden)
Item Rate BoQ
BoQ_Ver3.0 | Item Rate | Normal | INR Only | INR
Select, Excess (+), Less (-) |  | Less (-)
Tender Inviting Authority: MD, AEGCL
Name of Work: Turnkey Construction of a 132kV Railway Traction Bay at 132kV Dullavchera GSS, AEGCL respectively including Supply of Bay Equipment and line bay materials and associated works etc [ Schedule 3(A)-Erection, Testing and Commissioning for Transformer Shifting at 132kV Dullavchera GSS]
Contract No: Nil
Name of the Bidder/ Bidding Firm / Company :
PRICE SCHEDULE (This BOQ template must not be modified/replaced by the bidder and the same should be uploaded after filling the relevent columns, else the bidder is liable to be rejected for this tender. Bidders are allowed to enter the Bidder Name and Values only )
NUMBER # | TEXT # | TEXT # | NUMBER # | TEXT # | NUMBER | NUMBER | TEXT | TEXT # | NUMBER # | TEXT# | TEXT # | NUMBER # | NUMBER | NUMBER | NUMBER | NUMBER | TEXT | TEXT | NUMBER | NUMBER | NUMBER | NUMBER | TEXT | TEXT | NUMBER | NUMBER | NUMBER | NUMBER | TEXT | TEXT | NUMBER | NUMBER | NUMBER | NUMBER | TEXT | TEXT | NUMBER | NUMBER | NUMBER | NUMBER | TEXT | TEXT | NUMBER | NUMBER | NUMBER # | NUMBER # | TEXT | TEXT | NUMBER # | NUMBER # | DATE | NUMBER # | NUMBER # | TEXT #
Sl. No. | Item Description | Item Code / Make | Quantity | Units | Estimated Rate in Rs. P |  |  | Addition / Deduction | Addition / Deduction Values | Currency Convertion against each Item | Quoted Currency in INR / Other Currency | Unit ETC Rate (exclusive of taxes) In Figures To be entered by the Bidder in Rs. P | Excise Duty | VAT | Freight and Insurance Charges ( incl Unloading & Stacking) | Any Other Taxes/Duties/Levies |  |  | Other Taxes 2 | IIIrd Party i.e DGS&D / RITES etc Inspection Charges @0.34%+Service Tax | Less for Cenvat Credit,if any respect of Supplies Under full Excise Duty Category | [30 empty] | TOTAL ETC (Without Taxes) in Rs. P | TOTAL AMOUNT With Taxes | TOTAL AMOUNT In Words
1 | 2 | 3 | 4 | 5 | 6 | 7 | 8 | 9 | 10 | 11 | 12 | 13 | 14 | 15 | 16 | 17 | 18 | 19 | 20 | 21 | 22 | 23 | 24 | 25 | 26 | 27 | 28 | 29 | 30 | 31 | 32 | 33 | 34 | 35 | 36 | 37 | 38 | 39 | 40 | 41 | 42 | 43 | 44 | 45 | 46 | 47 | 48 | 49 | 50 | 51 | 52 | 53 | 54 | 55
1 | Erection, testing & commissioning of Circuit Breakers including laying & terminating of LT power and control cables as required | Item 6 | [52 empty] | 1 | Construction of chamber for 100mm sluices valve | item1 | 10 | 1 Nos
1.1 | 132 kV Gang operated SF6 Breakers | Item 7 | 2 | Set |  |  |  | Excess(+) | 1 | Full Conversion | INR | [40 empty] | #VALUE! | #VALUE! | #VALUE! | 1.02 | Construction of chamber for 100mm sluice plates | item2 | 213 | Nos
2 | Erection, testing & commissioning of Current transformers including laying & terminating of control cables as required | Item 8 | [52 empty] | 1 | Construction of chamber for 100mm sluices valve | item1 | 10 | 1 Nos
2.1 | 132 kV, Transformer CT | Item 9 | 6 | Nos. |  |  |  | Excess(+) | 1 | Full Conversion | INR | [40 empty] | #VALUE! | #VALUE! | #VALUE! | 1.02 | Construction of chamber for 100mm sluice plates | item2 | 213 | Nos
3 | Erection, testing & commissioning of Isolators including laying & terminating of LT power and control cables as required | Item 10 | [52 empty] | 1 | Construction of chamber for 100mm sluices valve | item1 | 10 | 1 Nos
3.1 | 132 kV Without Earth Switch | Item 11 | 3 | Set |  |  |  | Excess(+) | 1 | Full Conversion | INR | [40 empty] | #VALUE! | #VALUE! | #VALUE! | 1.02 | Construction of chamber for 100mm sluice plates | item2 | 213 | Nos
4 | Erection, testing & commissioning of Lightning Arrester including including laying & terminating of control cables as required | Item 12 | [52 empty] | 1 | Construction of chamber for 100mm sluices valve | item1 | 10 | 1 Nos
4.1 | 132 kV Lightning Arrester | Item 13 | 6 | Nos. |  |  |  | Excess(+) | 1 | Full Conversion | INR | [40 empty] | #VALUE! | #VALUE! | #VALUE! | 1.02 | Construction of chamber for 100mm sluice plates | item2 | 213 | Nos
5 | Erection, testing & commissioning of Post Insulator including including laying & terminating of control cables as required | Item 14 | [52 empty] | 1 | Construction of chamber for 100mm sluices valve | item1 | 10 | 1 Nos
5.1 | 132 kV Post Insulator | Item 15 | 6 | Nos. |  |  |  | Excess(+) | 1 | Full Conversion | INR | [40 empty] | #VALUE! | #VALUE! | #VALUE! | 1.02 | Construction of chamber for 100mm sluice plates | item2 | 213 | Nos
6 | Erection, testing & commissioning of CVT including including laying & terminating of control cables as required | Item 16 | [52 empty] | 1 | Construction of chamber for 100mm sluices valve | item1 | 10 | 1 Nos
6.1 | 132kV CVT | Item 17 | 1 | Nos. |  |  |  | Excess(+) | 1 | Full Conversion | INR | [40 empty] | #VALUE! | #VALUE! | #VALUE! | 1.02 | Construction of chamber for 100mm sluice plates | item2 | 213 | Nos
7 | Erection of Mounting structures for different terminal equipments as required for | Item 18 | [52 empty] | 1 | Construction of chamber for 100mm sluices valve | item1 | 10 | 1 Nos
7.1 | 132 kV, Transformer CT | Item 19 | 6 | Nos. |  |  |  | Excess(+) | 1 | Full Conversion | INR | [40 empty] | #VALUE! | #VALUE! | #VALUE! | 1.02 | Construction of chamber for 100mm sluice plates | item2 | 213 | Nos
7.2 | 132kV Isolator With Single Earth Switch | Item 20 | 3 | Set |  |  |  | Excess(+) | 1 | Full Conversion | INR | [40 empty] | #VALUE! | #VALUE! | #VALUE! | 1.02 | Construction of chamber for 100mm sluice plates | item2 | 213 | Nos
7.3 | 132kV Lightning Arrester | Item 21 | 6 | Nos. |  |  |  | Excess(+) | 1 | Full Conversion | INR | [40 empty] | #VALUE! | #VALUE! | #VALUE! | 1.02 | Construction of chamber for 100mm sluice plates | item2 | 213 | Nos
7.4 | 132kV Post Insulator | Item 22 | 6 | Nos. |  |  |  | Excess(+) | 1 | Full Conversion | INR | [40 empty] | #VALUE! | #VALUE! | #VALUE! | 1.02 | Construction of chamber for 100mm sluice plates | item2 | 213 | Nos
7.5 | 132kV CVT | Item 23 | 1 | Nos. |  |  |  | Excess(+) | 1 | Full Conversion | INR | [40 empty] | #VALUE! | #VALUE! | #VALUE! | 1.02 | Construction of chamber for 100mm sluice plates | item2 | 213 | Nos
8 | ETC of 145 kV PT on bus including construction of foundation and supply of all foundation materials complete in all respect and laying & terminating of LT power and control cable as required | Item 24 | 3 | Nos. |  |  |  | Excess(+) | 1 | Full Conversion | INR | [40 empty] | #VALUE! | #VALUE! | #VALUE! | 1.02 | Construction of chamber for 100mm sluice plates | item2 | 213 | Nos
9 | Erection of equipment mounting structure including construction of foundation, backfilling, compacting and supply of all foundation meterials and labour as per supervision of site engineer | Item 25 | [52 empty] | 1 | Construction of chamber for 100mm sluices valve | item1 | 10 | 1 Nos
9.1 | 33 kV Gang operated SF6 circuit breaker | Item 26 | 2 | set |  |  |  | Excess(+) | 1 | Full Conversion | INR | [40 empty] | #VALUE! | #VALUE! | #VALUE! | 1.02 | Construction of chamber for 100mm sluice plates | item2 | 213 | Nos
9.2 | 33 kV CT including marshalling Box | Item 27 | 6 | Nos. |  |  |  | Excess(+) | 1 | Full Conversion | INR | [40 empty] | #VALUE! | #VALUE! | #VALUE! | 1.02 | Construction of chamber for 100mm sluice plates | item2 | 213 | Nos
9.3 | 33 kV PT (against 33 kV Bus) Including Marshalling BoX | Item 28 | 6 | Nos. |  |  |  | Excess(+) | 1 | Full Conversion | INR | [40 empty] | #VALUE! | #VALUE! | #VALUE! | 1.02 | Construction of chamber for 100mm sluice plates | item2 | 213 | Nos
9.4 | 33 kV Isolators without earth switch | Item 29 | 6 | set |  |  |  | Excess(+) | 1 | Full Conversion | INR | [40 empty] | #VALUE! | #VALUE! | #VALUE! | 1.02 | Construction of chamber for 100mm sluice plates | item2 | 213 | Nos
9.5 | 33 kV Lightening Arrestor | Item 30 | 9 | Nos. |  |  |  | Excess(+) | 1 | Full Conversion | INR | [40 empty] | #VALUE! | #VALUE! | #VALUE! | 1.02 | Construction of chamber for 100mm sluice plates | item2 | 213 | Nos
9.6 | 33 kV post insulators | Item 31 | 12 | Nos. |  |  |  | Excess(+) | 1 | Full Conversion | INR | [40 empty] | #VALUE! | #VALUE! | #VALUE! | 1.02 | Construction of chamber for 100mm sluice plates | item2 | 213 | Nos
10 | Erection, Testing and commissioning including laying of control cables and equipment earthing as required | Item 32 | [52 empty] | 1 | Construction of chamber for 100mm sluices valve | item1 | 10 | 1 Nos
10.1 | 33 kV Gang operated SF6 circuit breaker | Item 33 | 2 | set |  |  |  | Excess(+) | 1 | Full Conversion | INR | [40 empty] | #VALUE! | #VALUE! | #VALUE! | 1.02 | Construction of chamber for 100mm sluice plates | item2 | 213 | Nos
10.2 | 33 kV CT including marshalling Box | Item 34 | 6 | Nos. |  |  |  | Excess(+) | 1 | Full Conversion | INR | [40 empty] | #VALUE! | #VALUE! | #VALUE! | 1.02 | Construction of chamber for 100mm sluice plates | item2 | 213 | Nos
10.3 | 33 kV PT (against 33 kV Bus) Including Marshalling BoX | Item 35 | 6 | Nos. |  |  |  | Excess(+) | 1 | Full Conversion | INR | [40 empty] | #VALUE! | #VALUE! | #VALUE! | 1.02 | Construction of chamber for 100mm sluice plates | item2 | 213 | Nos
10.4 | 33 kV Isolators without earth switch | Item 36 | 6 | set |  |  |  | Excess(+) | 1 | Full Conversion | INR | [40 empty] | #VALUE! | #VALUE! | #VALUE! | 1.02 | Construction of chamber for 100mm sluice plates | item2 | 213 | Nos
10.5 | 33 kV Lightening Arrestor | Item 37 | 9 | Nos. |  |  |  | Excess(+) | 1 | Full Conversion | INR | [40 empty] | #VALUE! | #VALUE! | #VALUE! | 1.02 | Construction of chamber for 100mm sluice plates | item2 | 213 | Nos
10.6 | 33 kV post insulators | Item 38 | 12 | Nos. |  |  |  | Excess(+) | 1 | Full Conversion | INR | [40 empty] | #VALUE! | #VALUE! | #VALUE! | 1.02 | Construction of chamber for 100mm sluice plates | item2 | 213 | Nos
11 | ETC for lattice type steel structural steel for 33 kV Bus | Item 39 | [52 empty] | 1 | Construction of chamber for 100mm sluices valve | item1 | 10 | 1 Nos
11.1 | ETC and construction of foundation including all foundation materials of columns including nuts, bolts, spring washers and foundation bolts etc. complete | Item 40 | [52 empty] | 1 | Construction of chamber for 100mm sluices valve | item1 | 10 | 1 Nos
11.11 | Column Type 'C5' ( 6 Nos.) | Item 41 | 6 | Nos. |  |  |  | Excess(+) | 1 | Full Conversion | INR | [40 empty] | #VALUE! | #VALUE! | #VALUE! | 1.02 | Construction of chamber for 100mm sluice plates | item2 | 213 | Nos
11.2 | Erection of Beams including nuts , bolts, spring washers etc. | Item 42 | [52 empty] | 1 | Construction of chamber for 100mm sluices valve | item1 | 10 | 1 Nos
11.21 | Beam Type 'B5' (9 Nos) | Item 43 | 9 | Nos. |  |  |  | Excess(+) | 1 | Full Conversion | INR | [40 empty] | #VALUE! | #VALUE! | #VALUE! | 1.02 | Construction of chamber for 100mm sluice plates | item2 | 213 | Nos
12 | Integration of Control Relay Panel into the existing Substation Automation System (SAS) of SIEMENS made at 132kV Dullavcherra GSS | Item 44 | 1 | LS |  |  |  | Excess(+) | 1 | Full Conversion | INR | [40 empty] | #VALUE! | #VALUE! | #VALUE! | 1.02 | Construction of chamber for 100mm sluice plates | item2 | 213 | Nos
13 | Installation of earthing system with GI flats ,electrodes etc for present scope of area | Item 45 | [52 empty] | 1 | Construction of chamber for 100mm sluices valve | item1 | 10 | 1 Nos
13.1 | Main Earth mat (65x12mmGI Flat) | Item 46 | 600 | m |  |  |  | Excess(+) | 1 | Full Conversion | INR | [40 empty] | #VALUE! | #VALUE! | #VALUE! | 1.02 | Construction of chamber for 100mm sluice plates | item2 | 213 | Nos
13.2 | 65x12 GI flat for risers, equipment earthing, column earthing etc | Item 47 | 200 | m |  |  |  | Excess(+) | 1 | Full Conversion | INR | [40 empty] | #VALUE! | #VALUE! | #VALUE! | 1.02 | Construction of chamber for 100mm sluice plates | item2 | 213 | Nos
13.3 | 50 x 6 GI Flat Earthing conductor for earthing of indoor LT & CONTROL PANELS,Junction Box,Marshalling boxes ,Cable trenches etc. | Item 48 | 100 | m |  |  |  | Excess(+) | 1 | Full Conversion | INR | [40 empty] | #VALUE! | #VALUE! | #VALUE! | 1.02 | Construction of chamber for 100mm sluice plates | item2 | 213 | Nos
13.4 | 40mm dia 6.5 mtr long GI rod earth electrode (perforated) earthing of LA, CVT , shield wire etc | Item 49 | 15 | nos. |  |  |  | Excess(+) | 1 | Full Conversion | INR | [40 empty] | #VALUE! | #VALUE! | #VALUE! | 1.02 | Construction of chamber for 100mm sluice plates | item2 | 213 | Nos
13.5 | 50 x 6mm copper Flat for Earthing of Transformer neutral on HV as well as LV side (2.69kg/mtr) | Item 50 | 50 | m |  |  |  | Excess(+) | 1 | Full Conversion | INR | [40 empty] | #VALUE! | #VALUE! | #VALUE! | 1.02 | Construction of chamber for 100mm sluice plates | item2 | 213 | Nos
13.6 | Construction of Earthpit as per specification and as directed including supply of all materials | Item 51 | 6 | nos. |  |  |  | Excess(+) | 1 | Full Conversion | INR | [40 empty] | #VALUE! | #VALUE! | #VALUE! | 1.02 | Construction of chamber for 100mm sluice plates | item2 | 213 | Nos
14 | Construction of Cable Trenches including supply of all materials and labour as per specification and drawing | Item 52 | [52 empty] | 1 | Construction of chamber for 100mm sluices valve | item1 | 10 | 1 Nos
14.1 | 580x700mm | Item 53 | 100 | m |  |  |  | Excess(+) | 1 | Full Conversion | INR | [40 empty] | #VALUE! | #VALUE! | #VALUE! | 1.02 | Construction of chamber for 100mm sluice plates | item2 | 213 | Nos
15 | Erection of Bay Marshalling Kiosk as per drawings and specifications including construction of foundation inclusive of supply of all foundation Materials and Labour as directed. | Item 54 | 1 | Nos. |  |  |  | Excess(+) | 1 | Full Conversion | INR | [40 empty] | #VALUE! | #VALUE! | #VALUE! | 1.02 | Construction of chamber for 100mm sluice plates | item2 | 213 | Nos
16 | ETC of 250 KVA Station service transformer at new location including construction of foundation and supply of all foundation materials complete | Item 55 | 1 | Nos. |  |  |  | Excess(+) | 1 | Full Conversion | INR | [40 empty] | #VALUE! | #VALUE! | #VALUE! | 1.02 | Construction of chamber for 100mm sluice plates | item2 | 213 | Nos
17 | Stringing of 33 kV bus with Zebra conductors including cutting of conductor, Hanging of disc insulator strings for both tension & suspension insulators along with twin jumpering with clamps and conductors etc.complete in all respect as directed | Item 56 | [52 empty] | 1 | Construction of chamber for 100mm sluices valve | item1 | 10 | 1 Nos
17.1 | skilled labour | Item 57 | 36 | Mandays |  |  |  | Excess(+) | 1 | Full Conversion | INR | [40 empty] | #VALUE! | #VALUE! | #VALUE! | 1.02 | Construction of chamber for 100mm sluice plates | item2 | 213 | Nos
17.2 | unskilled labour | Item 58 | 60 | Mandays |  |  |  | Excess(+) | 1 | Full Conversion | INR | [40 empty] | #VALUE! | #VALUE! | #VALUE! | 1.02 | Construction of chamber for 100mm sluice plates | item2 | 213 | Nos
18 | Stringing of 132 kV bus with Zebra conductors including cutting of conductor, Hanging of disc insulator strings for both tension & suspension insulators along with twin jumpering with clamps and conductors etc.complete in all respect as directed | Item 59 | [52 empty] | 1 | Construction of chamber for 100mm sluices valve | item1 | 10 | 1 Nos
18.1 | skilled labour | Item 60 | 40 | Mandays |  |  |  | Excess(+) | 1 | Full Conversion | INR | [40 empty] | #VALUE! | #VALUE! | #VALUE! | 1.02 | Construction of chamber for 100mm sluice plates | item2 | 213 | Nos
18.2 | unskilled labour | Item 61 | 60 | Mandays |  |  |  | Excess(+) | 1 | Full Conversion | INR | [40 empty] | #VALUE! | #VALUE! | #VALUE! | 1.02 | Construction of chamber for 100mm sluice plates | item2 | 213 | Nos
19 | Laying of LT power Cable for Station service transformer (300 Sqmm, 3 1/2 core) | Item 62 | 1 | LS |  |  |  | Excess(+) | 1 | Full Conversion | INR | [40 empty] | #VALUE! | #VALUE! | #VALUE! | 1.02 | Construction of chamber for 100mm sluice plates | item2 | 213 | Nos
Total in Figures | [51 empty] | #VALUE! | #VALUE! | #VALUE! | 4 | Construction of chamber for 100mm sluice plates | item5 | 10 | Nos
Quoted Rate in Figures |  |  |  | Select | [47 empty] | 0 | 0 | #VALUE!
Quoted Rate in Words |  | #VALUE!
Validate
Print
Help

## BoQ8 (hidden)
Item Rate BoQ
BoQ_Ver3.0 | Item Rate | Normal | INR Only | INR
Select, Excess (+), Less (-) |  | Less (-)
Tender Inviting Authority: MD, AEGCL
Name of Work: Turnkey Construction of a 132kV Railway Traction Bay at 132kV Dullavchera GSS, AEGCL respectively including Supply of Bay Equipment and line bay materials and associated works etc [ Schedule 4(A)-Foundation and Civil works for Transformer Shifting at 132kV Dullavchera GSS]
Contract No: Nil
Name of the Bidder/ Bidding Firm / Company :
PRICE SCHEDULE (This BOQ template must not be modified/replaced by the bidder and the same should be uploaded after filling the relevent columns, else the bidder is liable to be rejected for this tender. Bidders are allowed to enter the Bidder Name and Values only )
NUMBER # | TEXT # | TEXT # | NUMBER # | TEXT # | NUMBER | NUMBER | TEXT | TEXT # | NUMBER # | TEXT# | TEXT # | NUMBER # | NUMBER | NUMBER | NUMBER | NUMBER | TEXT | TEXT | NUMBER | NUMBER | NUMBER | NUMBER | TEXT | TEXT | NUMBER | NUMBER | NUMBER | NUMBER | TEXT | TEXT | NUMBER | NUMBER | NUMBER | NUMBER | TEXT | TEXT | NUMBER | NUMBER | NUMBER | NUMBER | TEXT | TEXT | NUMBER | NUMBER | NUMBER # | NUMBER # | TEXT | TEXT | NUMBER # | NUMBER # | DATE | NUMBER # | NUMBER # | TEXT #
Sl. No. | Item Description | Item Code / Make | Quantity | Units | Estimated Rate in Rs. P |  |  | Addition / Deduction | Addition / Deduction Values | Currency Convertion against each Item | Quoted Currency in INR / Other Currency | Unit Rate (exclusive of taxes) In Figures To be entered by the Bidder in Rs. P | Excise Duty | VAT | Freight and Insurance Charges ( incl Unloading & Stacking) | Any Other Taxes/Duties/Levies |  |  | Other Taxes 2 | IIIrd Party i.e DGS&D / RITES etc Inspection Charges @0.34%+Service Tax | Less for Cenvat Credit,if any respect of Supplies Under full Excise Duty Category | [30 empty] | TOTAL Amount (Without Taxes) in Rs. P | TOTAL AMOUNT With Taxes | TOTAL AMOUNT In Words
1 | 2 | 3 | 4 | 5 | 6 | 7 | 8 | 9 | 10 | 11 | 12 | 13 | 14 | 15 | 16 | 17 | 18 | 19 | 20 | 21 | 22 | 23 | 24 | 25 | 26 | 27 | 28 | 29 | 30 | 31 | 32 | 33 | 34 | 35 | 36 | 37 | 38 | 39 | 40 | 41 | 42 | 43 | 44 | 45 | 46 | 47 | 48 | 49 | 50 | 51 | 52 | 53 | 54 | 55
1 | Construction of Foundation Including. Supply of All Foundation Materials & Labour as required for 132kV Circuit Breaker (2 Set) | Item 6 | [52 empty] | 1 | Construction of chamber for 100mm sluices valve | item1 | 10 | 1 Nos
1.1 | Excavation (16.21 Cum per breaker) | Item 7 | 32.43 | Cum |  |  |  | Excess(+) | 1 | Full Conversion | INR | [40 empty] | #VALUE! | #VALUE! | #VALUE! | 1.02 | Construction of chamber for 100mm sluice plates | item2 | 213 | Nos
1.2 | Filling (10.73 Cum per breaker) | Item 8 | 21.46 | Cum |  |  |  | Excess(+) | 1 | Full Conversion | INR | [40 empty] | #VALUE! | #VALUE! | #VALUE! | 1.02 | Construction of chamber for 100mm sluice plates | item2 | 213 | Nos
1.3 | Brick Soiling (8 Sq.m per breaker) | Item 9 | 16 | Sq.m |  |  |  | Excess(+) | 1 | Full Conversion | INR | [40 empty] | #VALUE! | #VALUE! | #VALUE! | 1.02 | Construction of chamber for 100mm sluice plates | item2 | 213 | Nos
1.4 | Formwork (15.36 Sq.m per breaker) | Item 10 | 0.92 | Sq.m |  |  |  | Excess(+) | 1 | Full Conversion | INR | [40 empty] | #VALUE! | #VALUE! | #VALUE! | 1.02 | Construction of chamber for 100mm sluice plates | item2 | 213 | Nos
1.5 | PCC (0.46 Cum per breaker) | Item 11 | 0.92 | Cum |  |  |  | Excess(+) | 1 | Full Conversion | INR | [40 empty] | #VALUE! | #VALUE! | #VALUE! | 1.02 | Construction of chamber for 100mm sluice plates | item2 | 213 | Nos
1.6 | RCC (4.22 Cum per breaker) | Item 12 | 8.45 | Cum |  |  |  | Excess(+) | 1 | Full Conversion | INR | [40 empty] | #VALUE! | #VALUE! | #VALUE! | 1.02 | Construction of chamber for 100mm sluice plates | item2 | 213 | Nos
1.7 | Reinforcement (209.75 Kg per breaker) | Item 13 | 419.5 | Kg |  |  |  | Excess(+) | 1 | Full Conversion | INR | [40 empty] | #VALUE! | #VALUE! | #VALUE! | 1.02 | Construction of chamber for 100mm sluice plates | item2 | 213 | Nos
2 | Construction of Foundation Including. Supply of All Foundation Materials & Labour as required for 132kV Current Transformer ( 6 Nos.) | Item 14 | [52 empty] | 1 | Construction of chamber for 100mm sluices valve | item1 | 10 | 1 Nos
2.1 | Excavation (4.29 Cum per CT) | Item 15 | 25.73 | Cum |  |  |  | Excess(+) | 1 | Full Conversion | INR | [40 empty] | #VALUE! | #VALUE! | #VALUE! | 1.02 | Construction of chamber for 100mm sluice plates | item2 | 213 | Nos
2.2 | Filling (3.48 Cum per CT) | Item 16 | 20.89 | Cum |  |  |  | Excess(+) | 1 | Full Conversion | INR | [40 empty] | #VALUE! | #VALUE! | #VALUE! | 1.02 | Construction of chamber for 100mm sluice plates | item2 | 213 | Nos
2.3 | Brick Soiling (1.82 Sq.m per CT) | Item 17 | 10.93 | Sq.m |  |  |  | Excess(+) | 1 | Full Conversion | INR | [40 empty] | #VALUE! | #VALUE! | #VALUE! | 1.02 | Construction of chamber for 100mm sluice plates | item2 | 213 | Nos
2.4 | Formwork (6.56 Sq.m per CT) | Item 18 | 39.36 | Sq.m |  |  |  | Excess(+) | 1 | Full Conversion | INR | [40 empty] | #VALUE! | #VALUE! | #VALUE! | 1.02 | Construction of chamber for 100mm sluice plates | item2 | 213 | Nos
2.5 | PCC (0.10 Cum per CT) | Item 19 | 0.6 | Cum |  |  |  | Excess(+) | 1 | Full Conversion | INR | [40 empty] | #VALUE! | #VALUE! | #VALUE! | 1.02 | Construction of chamber for 100mm sluice plates | item2 | 213 | Nos
2.6 | RCC (0.52 Cum per CT) | Item 20 | 3.14 | Cum |  |  |  | Excess(+) | 1 | Full Conversion | INR | [40 empty] | #VALUE! | #VALUE! | #VALUE! | 1.02 | Construction of chamber for 100mm sluice plates | item2 | 213 | Nos
2.7 | Reinforcement (86.18 Kg per CT) | Item 21 | 517.08 | Kg |  |  |  | Excess(+) | 1 | Full Conversion | INR | [40 empty] | #VALUE! | #VALUE! | #VALUE! | 1.02 | Construction of chamber for 100mm sluice plates | item2 | 213 | Nos
3 | Construction of Foundation Including. Supply of All Foundation Materials & Labour as required for 132kV CVT (3 Nos.) | Item 22 | [52 empty] | 1 | Construction of chamber for 100mm sluices valve | item1 | 10 | 1 Nos
3.1 | Excavation (4.29 Cum per CVT) | Item 23 | 4.29 | Cum |  |  |  | Excess(+) | 1 | Full Conversion | INR | [40 empty] | #VALUE! | #VALUE! | #VALUE! | 1.02 | Construction of chamber for 100mm sluice plates | item2 | 213 | Nos
3.2 | Filling (3.48 Cum per CVT) | Item 24 | 3.48 | Cum |  |  |  | Excess(+) | 1 | Full Conversion | INR | [40 empty] | #VALUE! | #VALUE! | #VALUE! | 1.02 | Construction of chamber for 100mm sluice plates | item2 | 213 | Nos
3.3 | Brick Soiling (1.82 Sq.m per CVT) | Item 25 | 1.82 | Sq.m |  |  |  | Excess(+) | 1 | Full Conversion | INR | [40 empty] | #VALUE! | #VALUE! | #VALUE! | 1.02 | Construction of chamber for 100mm sluice plates | item2 | 213 | Nos
3.4 | Formwork (6.56 Sq.m per CVT) | Item 26 | 6.56 | Sq.m |  |  |  | Excess(+) | 1 | Full Conversion | INR | [40 empty] | #VALUE! | #VALUE! | #VALUE! | 1.02 | Construction of chamber for 100mm sluice plates | item2 | 213 | Nos
3.5 | PCC (0.10 Cum per CVT) | Item 27 | 0.1 | Cum |  |  |  | Excess(+) | 1 | Full Conversion | INR | [40 empty] | #VALUE! | #VALUE! | #VALUE! | 1.02 | Construction of chamber for 100mm sluice plates | item2 | 213 | Nos
3.6 | RCC (0.52 Cum per CVT) | Item 28 | 0.52 | Cum |  |  |  | Excess(+) | 1 | Full Conversion | INR | [40 empty] | #VALUE! | #VALUE! | #VALUE! | 1.02 | Construction of chamber for 100mm sluice plates | item2 | 213 | Nos
3.7 | Reinforcement (86.18 Kg per CVT) | Item 29 | 86.18 | Kg |  |  |  | Excess(+) | 1 | Full Conversion | INR | [40 empty] | #VALUE! | #VALUE! | #VALUE! | 1.02 | Construction of chamber for 100mm sluice plates | item2 | 213 | Nos
4 | Construction of Foundation Including. Supply of All Foundation Materials & Labour as required for 132kV Isolators With/ Without Earth Switch( 3 Sets) | Item 30 | [52 empty] | 1 | Construction of chamber for 100mm sluices valve | item1 | 10 | 1 Nos
4.1 | Excavation (25.13 Cum per Isolator) | Item 31 | 75.39 | Cum |  |  |  | Excess(+) | 1 | Full Conversion | INR | [40 empty] | #VALUE! | #VALUE! | #VALUE! | 1.02 | Construction of chamber for 100mm sluice plates | item2 | 213 | Nos
4.2 | Filling (20.40 Cum per Isolator) | Item 32 | 61.2 | Cum |  |  |  | Excess(+) | 1 | Full Conversion | INR | [40 empty] | #VALUE! | #VALUE! | #VALUE! | 1.02 | Construction of chamber for 100mm sluice plates | item2 | 213 | Nos
4.3 | Brick Soiling (11.81 Sq.m per Isolator) | Item 33 | 35.43 | Sq.m |  |  |  | Excess(+) | 1 | Full Conversion | INR | [40 empty] | #VALUE! | #VALUE! | #VALUE! | 1.02 | Construction of chamber for 100mm sluice plates | item2 | 213 | Nos
4.4 | Formwork (16.11 Sq.m per Isolator) | Item 34 | 48.33 | Sq.m |  |  |  | Excess(+) | 1 | Full Conversion | INR | [40 empty] | #VALUE! | #VALUE! | #VALUE! | 1.02 | Construction of chamber for 100mm sluice plates | item2 | 213 | Nos
4.5 | PCC (0.72 Cum per Isolator) | Item 35 | 2.16 | Cum |  |  |  | Excess(+) | 1 | Full Conversion | INR | [40 empty] | #VALUE! | #VALUE! | #VALUE! | 1.02 | Construction of chamber for 100mm sluice plates | item2 | 213 | Nos
4.6 | RCC (2.83 Cum per Isolator) | Item 36 | 8.49 | Cum |  |  |  | Excess(+) | 1 | Full Conversion | INR | [40 empty] | #VALUE! | #VALUE! | #VALUE! | 1.02 | Construction of chamber for 100mm sluice plates | item2 | 213 | Nos
4.7 | Reinforcement (246.07 Kg per Isolator) | Item 37 | 738.21 | Kg |  |  |  | Excess(+) | 1 | Full Conversion | INR | [40 empty] | #VALUE! | #VALUE! | #VALUE! | 1.02 | Construction of chamber for 100mm sluice plates | item2 | 213 | Nos
5 | Construction of Foundation Including. Supply of All Foundation Materials & Labour as required for 132kV Lightning Arresters( 6 Nos) | Item 38 | [52 empty] | 1 | Construction of chamber for 100mm sluices valve | item1 | 10 | 1 Nos
5.1 | Excavation (3.52 Cum per LA) | Item 39 | 21.13 | Cum |  |  |  | Excess(+) | 1 | Full Conversion | INR | [40 empty] | #VALUE! | #VALUE! | #VALUE! | 1.02 | Construction of chamber for 100mm sluice plates | item2 | 213 | Nos
5.2 | Filling (2.75 Cum per LA) | Item 40 | 24.71 | Cum |  |  |  | Excess(+) | 1 | Full Conversion | INR | [40 empty] | #VALUE! | #VALUE! | #VALUE! | 1.02 | Construction of chamber for 100mm sluice plates | item2 | 213 | Nos
5.3 | Brick Soiling (1.56 Sq.m per LA) | Item 41 | 9.37 | Sq.m |  |  |  | Excess(+) | 1 | Full Conversion | INR | [40 empty] | #VALUE! | #VALUE! | #VALUE! | 1.02 | Construction of chamber for 100mm sluice plates | item2 | 213 | Nos
5.4 | Formwork (3.88 Sq.m per LA) | Item 42 | 23.28 | Sq.m |  |  |  | Excess(+) | 1 | Full Conversion | INR | [40 empty] | #VALUE! | #VALUE! | #VALUE! | 1.02 | Construction of chamber for 100mm sluice plates | item2 | 213 | Nos
5.5 | PCC (0.08 Cum per LA) | Item 43 | 0.48 | Cum |  |  |  | Excess(+) | 1 | Full Conversion | INR | [40 empty] | #VALUE! | #VALUE! | #VALUE! | 1.02 | Construction of chamber for 100mm sluice plates | item2 | 213 | Nos
5.6 | RCC (0.54 Cum per LA) | Item 44 | 3.24 | Cum |  |  |  | Excess(+) | 1 | Full Conversion | INR | [40 empty] | #VALUE! | #VALUE! | #VALUE! | 1.02 | Construction of chamber for 100mm sluice plates | item2 | 213 | Nos
5.7 | Reinforcement (46.65 Kg per LA) | Item 45 | 280 | Kg |  |  |  | Excess(+) | 1 | Full Conversion | INR | [40 empty] | #VALUE! | #VALUE! | #VALUE! | 1.02 | Construction of chamber for 100mm sluice plates | item2 | 213 | Nos
6 | Construction of Foundation Including. Supply of All Foundation Materials & Labour as required for 132kV Post Insulator ( 6 Nos) | Item 46 | [52 empty] | 1 | Construction of chamber for 100mm sluices valve | item1 | 10 | 1 Nos
6.1 | Excavation (3.52 Cum per PI) | Item 47 | 21.12 | Cum |  |  |  | Excess(+) | 1 | Full Conversion | INR | [40 empty] | #VALUE! | #VALUE! | #VALUE! | 1.02 | Construction of chamber for 100mm sluice plates | item2 | 213 | Nos
6.2 | Filling (2.75 Cum per PI) | Item 48 | 16.5 | Cum |  |  |  | Excess(+) | 1 | Full Conversion | INR | [40 empty] | #VALUE! | #VALUE! | #VALUE! | 1.02 | Construction of chamber for 100mm sluice plates | item2 | 213 | Nos
6.3 | Brick Soiling (1.56 Sq.m per PI) | Item 49 | 9.36 | Sq.m |  |  |  | Excess(+) | 1 | Full Conversion | INR | [40 empty] | #VALUE! | #VALUE! | #VALUE! | 1.02 | Construction of chamber for 100mm sluice plates | item2 | 213 | Nos
6.4 | Formwork (3.88 Sq.m per PI) | Item 50 | 23.28 | Sq.m |  |  |  | Excess(+) | 1 | Full Conversion | INR | [40 empty] | #VALUE! | #VALUE! | #VALUE! | 1.02 | Construction of chamber for 100mm sluice plates | item2 | 213 | Nos
6.5 | PCC (0.08 Cum per PI) | Item 51 | 0.48 | Cum |  |  |  | Excess(+) | 1 | Full Conversion | INR | [40 empty] | #VALUE! | #VALUE! | #VALUE! | 1.02 | Construction of chamber for 100mm sluice plates | item2 | 213 | Nos
6.6 | RCC (0.54 Cum per PI) | Item 52 | 3.24 | Cum |  |  |  | Excess(+) | 1 | Full Conversion | INR | [40 empty] | #VALUE! | #VALUE! | #VALUE! | 1.02 | Construction of chamber for 100mm sluice plates | item2 | 213 | Nos
6.7 | Reinforcement (46.65 Kg per PI) | Item 53 | 279.9 | Kg |  |  |  | Excess(+) | 1 | Full Conversion | INR | [40 empty] | #VALUE! | #VALUE! | #VALUE! | 1.02 | Construction of chamber for 100mm sluice plates | item2 | 213 | Nos
7 | Earthwork in filling, leveling, compacting, grading etc as per site requirement and technical specification to filling XLPE cable trench for utilization of area in railway bay construction | Item 54
7.1 | Supply of earth for filling (applicable for earth supplied from outside substation area)+ filling, levelling, campacting, grading etc as per site condition and technical specifications as directed (volume 120x1x1m=120 cum) | Item 55 | 120 | Cum |  |  |  | Excess(+) | 1 | Full Conversion | INR | [40 empty] | #VALUE! | #VALUE! | #VALUE! | 1.02 | Construction of chamber for 100mm sluice plates | item2 | 213 | Nos
8 | Lifting of existing gravels from foundation site to a distance of about 25 mtr including stacking etc. Area (17 x 12m+17x12m+10x8m+10x8) = 568 Sqm) | Item 56 | 568 | sqm |  |  |  | Excess(+) | 1 | Full Conversion | INR | [40 empty] | #VALUE! | #VALUE! | #VALUE! | 1.02 | Construction of chamber for 100mm sluice plates | item2 | 213 | Nos
9 | Breaking of PCC surface of the foundation site and disposal of the same to a distance of about 50 mtr. | Item 57 | 568 | Sq.m |  |  |  | Excess(+) | 1 | Full Conversion | INR | [40 empty] | #VALUE! | #VALUE! | #VALUE! | 1.02 | Construction of chamber for 100mm sluice plates | item2 | 213 | Nos
10 | Providing 80 mm thick 1:4:8 PCC for switchyard as per specification and drawing including supply of all material after completion of foundation and earthing work | Item 58 | 568 | Sq.m |  |  |  | Excess(+) | 1 | Full Conversion | INR | [40 empty] | #VALUE! | #VALUE! | #VALUE! | 1.02 | Construction of chamber for 100mm sluice plates | item2 | 213 | Nos
11 | Providing 100 mm Thick gravelling over PCC as per specification and drawing including supply of all material | Item 59 | 568 | Sq.m |  |  |  | Excess(+) | 1 | Full Conversion | INR | [40 empty] | #VALUE! | #VALUE! | #VALUE! | 1.02 | Construction of chamber for 100mm sluice plates | item2 | 213 | Nos
Total in Figures | [51 empty] | #VALUE! | #VALUE! | #VALUE! | 4 | Construction of chamber for 100mm sluice plates | item5 | 10 | Nos
Quoted Rate in Figures |  |  |  | Select | [47 empty] | 0 | 0 | #VALUE!
Quoted Rate in Words |  | #VALUE!
Validate
Print
Help

## BoQ9 (hidden)
Item Rate BoQ
BoQ_Ver3.0 | Item Rate | Normal | INR Only | INR
Select, Excess (+), Less (-) |  | Less (-)
Tender Inviting Authority: MD, AEGCL
Name of Work: Turnkey Construction of a 132kV Railway Traction Bay at 132kV Dullavchera GSS, AEGCL respectively including Supply of Bay Equipment and line bay materials and associated works etc [ Schedule 5-Transformer Pad works at 132kV Dullavchera GSS]
Contract No: Nil
Name of the Bidder/ Bidding Firm / Company :
PRICE SCHEDULE (This BOQ template must not be modified/replaced by the bidder and the same should be uploaded after filling the relevent columns, else the bidder is liable to be rejected for this tender. Bidders are allowed to enter the Bidder Name and Values only )
NUMBER # | TEXT # | TEXT # | NUMBER # | TEXT # | NUMBER | NUMBER | TEXT | TEXT # | NUMBER # | TEXT# | TEXT # | NUMBER # | NUMBER | NUMBER | NUMBER | NUMBER | TEXT | TEXT | NUMBER | NUMBER | NUMBER | NUMBER | TEXT | TEXT | NUMBER | NUMBER | NUMBER | NUMBER | TEXT | TEXT | NUMBER | NUMBER | NUMBER | NUMBER | TEXT | TEXT | NUMBER | NUMBER | NUMBER | NUMBER | TEXT | TEXT | NUMBER | NUMBER | NUMBER # | NUMBER # | TEXT | TEXT | NUMBER # | NUMBER # | DATE | NUMBER # | NUMBER # | TEXT #
Sl. No. | Item Description | Item Code / Make | Quantity | Units | Estimated Rate in Rs. P |  |  | Addition / Deduction | Addition / Deduction Values | Currency Convertion against each Item | Quoted Currency in INR / Other Currency | Unit Rate (exclusive of taxes) In Figures To be entered by the Bidder in Rs. P | Excise Duty | VAT | Freight and Insurance Charges ( incl Unloading & Stacking) | Any Other Taxes/Duties/Levies |  |  | Other Taxes 2 | IIIrd Party i.e DGS&D / RITES etc Inspection Charges @0.34%+Service Tax | Less for Cenvat Credit,if any respect of Supplies Under full Excise Duty Category | [30 empty] | TOTAL Amount (Without Taxes) in Rs. P | TOTAL AMOUNT With Taxes | TOTAL AMOUNT In Words
1 | 2 | 3 | 4 | 5 | 6 | 7 | 8 | 9 | 10 | 11 | 12 | 13 | 14 | 15 | 16 | 17 | 18 | 19 | 20 | 21 | 22 | 23 | 24 | 25 | 26 | 27 | 28 | 29 | 30 | 31 | 32 | 33 | 34 | 35 | 36 | 37 | 38 | 39 | 40 | 41 | 42 | 43 | 44 | 45 | 46 | 47 | 48 | 49 | 50 | 51 | 52 | 53 | 54 | 55
1 | Earth work in excavation by mechanical means (Hydraulic excavator)/ manual means over areas (exceeding 30 cm in depth, 1.5 m in width as well as 10 sqm on plan) including getting out and disposal of excavated earth lead upto 50 m and lift upto 1.5 m, as directed by Engineer-incharge. 2.6.1 All kinds of soil. | Item 7 | 114 | Cum |  |  |  | Excess(+) | 1 | Full Conversion | INR | [40 empty] | #VALUE! | #VALUE! | #VALUE! | 1.02 | Construction of chamber for 100mm sluice plates | item2 | 213 | Nos
2 | PCC work of 1:3:6 (1 Cement : 3 coarse sand (zone-III) derived from natural sources : 6 graded stone aggregate 20 mm nominal size derived from natural sources) | Item 8 | 4.24 | Cum |  |  |  | Excess(+) | 1 | Full Conversion | INR | [40 empty] | #VALUE! | #VALUE! | #VALUE! | 1.02 | Construction of chamber for 100mm sluice plates | item2 | 213 | Nos
3 | Steel reinforcement for R.C.C. work including straightening, cutting, bending, placing in position and binding all complete upto & above plinth level. Thermo-Mechanically Treated bars of grade Fe-500D or more. | Item 9 | 1561.64 | Kg |  |  |  | Excess(+) | 1 | Full Conversion | INR | [40 empty] | #VALUE! | #VALUE! | #VALUE! | 1.02 | Construction of chamber for 100mm sluice plates | item2 | 213 | Nos
4 | Centering and shuttering including strutting, propping etc. and removal of form work for : Foundations, footings, bases for columns. | Item 10 | 123.65 | Sq.m |  |  |  | Excess(+) | 1 | Full Conversion | INR | [40 empty] | #VALUE! | #VALUE! | #VALUE! | 1.02 | Construction of chamber for 100mm sluice plates | item2 | 213 | Nos
5 | Providing and laying in position specified grade of reinforced cement concrete, excluding the cost of centering, shuttering, finishing and reinforcement - All work up to plinth level : 1:1.5:3 (1 cement : 1.5 coarse sand (zone-III) derived from natural sources : 3 graded stone aggregate 20 mm nominal size derived from natural sources) | Item 11 | 27.33 | Cum |  |  |  | Excess(+) | 1 | Full Conversion | INR | [40 empty] | #VALUE! | #VALUE! | #VALUE! | 1.02 | Construction of chamber for 100mm sluice plates | item2 | 213 | Nos
6 | Structural steel work in single section, fixed with or without connecting plate, including cutting, hoisting, fixing in position and applying a priming coat of approved steel primer all complete. | Item 12 | 3526.2 | Kg |  |  |  | Excess(+) | 1 | Full Conversion | INR | [40 empty] | #VALUE! | #VALUE! | #VALUE! | 1.02 | Construction of chamber for 100mm sluice plates | item2 | 213 | Nos
7 | Supplying, filling, spreading & leveling stone boulders of size range 5 cm to 20 cm, in recharge pit, in the required thickness, for all leads & lifts, all complete as per direction of Engineer-in-charge. | Item 13 | 31.88 | Cum |  |  |  | Excess(+) | 1 | Full Conversion | INR | [40 empty] | #VALUE! | #VALUE! | #VALUE! | 1.02 | Construction of chamber for 100mm sluice plates | item2 | 213 | Nos
Total in Figures | [51 empty] | #VALUE! | #VALUE! | #VALUE! | 4 | Construction of chamber for 100mm sluice plates | item5 | 10 | Nos
Quoted Rate in Figures |  |  |  | Select | [47 empty] | 0 | 0 | #VALUE!
Quoted Rate in Words |  | #VALUE!
Validate
Print
Help

## BoQ10 (hidden)
Item Rate BoQ
BoQ_Ver3.0 | Item Rate | Normal | INR Only | INR
Select, Excess (+), Less (-) |  | Less (-)
Tender Inviting Authority: MD, AEGCL
Name of Work: Turnkey Construction of a 132kV Railway Traction Bay at 132kV Dullavchera GSS, AEGCL respectively including Supply of Bay Equipment and line bay materials and associated works etc [ Schedule 6-Fire Protection wall at 132kV Dullavchera GSS]
Contract No: Nil
Name of the Bidder/ Bidding Firm / Company :
PRICE SCHEDULE (This BOQ template must not be modified/replaced by the bidder and the same should be uploaded after filling the relevent columns, else the bidder is liable to be rejected for this tender. Bidders are allowed to enter the Bidder Name and Values only )
NUMBER # | TEXT # | TEXT # | NUMBER # | TEXT # | NUMBER | NUMBER | TEXT | TEXT # | NUMBER # | TEXT# | TEXT # | NUMBER # | NUMBER | NUMBER | NUMBER | NUMBER | TEXT | TEXT | NUMBER | NUMBER | NUMBER | NUMBER | TEXT | TEXT | NUMBER | NUMBER | NUMBER | NUMBER | TEXT | TEXT | NUMBER | NUMBER | NUMBER | NUMBER | TEXT | TEXT | NUMBER | NUMBER | NUMBER | NUMBER | TEXT | TEXT | NUMBER | NUMBER | NUMBER # | NUMBER # | TEXT | TEXT | NUMBER # | NUMBER # | DATE | NUMBER # | NUMBER # | TEXT #
Sl. No. | Item Description | Item Code / Make | Quantity | Units | Estimated Rate in Rs. P |  |  | Addition / Deduction | Addition / Deduction Values | Currency Convertion against each Item | Quoted Currency in INR / Other Currency | Unit Rate (exclusive of taxes) In Figures To be entered by the Bidder in Rs. P | Excise Duty | VAT | Freight and Insurance Charges ( incl Unloading & Stacking) | Any Other Taxes/Duties/Levies |  |  | Other Taxes 2 | IIIrd Party i.e DGS&D / RITES etc Inspection Charges @0.34%+Service Tax | Less for Cenvat Credit,if any respect of Supplies Under full Excise Duty Category | [30 empty] | TOTAL Amount (Without Taxes) in Rs. P | TOTAL AMOUNT With Taxes | TOTAL AMOUNT In Words
1 | 2 | 3 | 4 | 5 | 6 | 7 | 8 | 9 | 10 | 11 | 12 | 13 | 14 | 15 | 16 | 17 | 18 | 19 | 20 | 21 | 22 | 23 | 24 | 25 | 26 | 27 | 28 | 29 | 30 | 31 | 32 | 33 | 34 | 35 | 36 | 37 | 38 | 39 | 40 | 41 | 42 | 43 | 44 | 45 | 46 | 47 | 48 | 49 | 50 | 51 | 52 | 53 | 54 | 55
1 | Earth work in excavation by mechanical means (Hydraulic excavator)/ manual means over areas (exceeding 30 cm in depth, 1.5 m in width as well as 10 sqm on plan) including getting out and disposal of excavated earth lead upto 50 m and lift upto 1.5 m, as directed by Engineer-incharge. 2.6.1 All kinds of soil. | Item 7 | 63.6 | Cum |  |  |  | Excess(+) | 1 | Full Conversion | INR | [40 empty] | #VALUE! | #VALUE! | #VALUE! | 1.02 | Construction of chamber for 100mm sluice plates | item2 | 213 | Nos
2 | Providing and laying in position cement concrete of specified grade excluding the cost of centering and shuttering - All work up to plinth level : 1:3:6 (1 Cement : 3 coarse sand (zone-III) derived from natural sources : 6 graded stone aggregate 20 mm nominal size derived from natural sources) | Item 8 | 1.54 | Cum |  |  |  | Excess(+) | 1 | Full Conversion | INR | [40 empty] | #VALUE! | #VALUE! | #VALUE! | 1.02 | Construction of chamber for 100mm sluice plates | item2 | 213 | Nos
3 | Steel reinforcement for R.C.C. work including straightening, cutting, bending, placing in position and binding all complete upto & above plinth level. Thermo-Mechanically Treated bars of grade Fe-500D or more. | Item 9 | 1002 | Kg |  |  |  | Excess(+) | 1 | Full Conversion | INR | [40 empty] | #VALUE! | #VALUE! | #VALUE! | 1.02 | Construction of chamber for 100mm sluice plates | item2 | 213 | Nos
4 | Centering and shuttering including strutting, propping etc. and removal of form work for : Foundations, footings, bases for columns. | Item 10 | 16.9 | Sq.m |  |  |  | Excess(+) | 1 | Full Conversion | INR | [40 empty] | #VALUE! | #VALUE! | #VALUE! | 1.02 | Construction of chamber for 100mm sluice plates | item2 | 213 | Nos
5 | Centering and shuttering including strutting, propping etc. and removal of form work for : Columns, piers, abutments, pillars, posts and struts | Item 11 | 25.2 | Sq.m |  |  |  | Excess(+) | 1 | Full Conversion | INR | [40 empty] | #VALUE! | #VALUE! | #VALUE! | 1.02 | Construction of chamber for 100mm sluice plates | item2 | 213 | Nos
6 | Dry brick on edge flooring in required pattern with bricks of class designation 7.5 on a bed of 12 mm mud mortar, including filling joints with Jamuna sand, with common burnt clay non modular bricks. (a) Brick on flat soling. | Item 12 | 21.97 | Sq.m |  |  |  | Excess(+) | 1 | Full Conversion | INR | [40 empty] | #VALUE! | #VALUE! | #VALUE! | 1.02 | Construction of chamber for 100mm sluice plates | item2 | 213 | Nos
7 | Centering and shuttering including strutting, propping etc. and removal of form work for : Lintels, beams, plinth beams, girders, bressumers and cantilevers | Item 13 | 20.46 | Sq.m |  |  |  | Excess(+) | 1 | Full Conversion | INR | [40 empty] | #VALUE! | #VALUE! | #VALUE! | 1.02 | Construction of chamber for 100mm sluice plates | item2 | 213 | Nos
8 | Extra for additional height in centering, shuttering where ever required with adequate bracing, propping etc., including cost of de-shuttering and decentering at all levels, over a height of 3.5 m, for every additional height of 1 metre or part thereof (Plan area to be measured). Suspended floors, roofs, landing, beams and balconies (Plan area to be measured) | Item 14 | 19.8 | Sq.m |  |  |  | Excess(+) | 1 | Full Conversion | INR | [40 empty] | #VALUE! | #VALUE! | #VALUE! | 1.02 | Construction of chamber for 100mm sluice plates | item2 | 213 | Nos
9 | Providing and laying in position specified grade of reinforced cement concrete, excluding the cost of centering, shuttering, finishing and reinforcement - All work up to plinth level : 1:1.5:3 (1 cement : 1.5 coarse sand (zone-III) derived from natural sources : 3 graded stone aggregate 20 mm nominal size derived from natural sources) | Item 15 | 8.81 | cum |  |  |  | Excess(+) | 1 | Full Conversion | INR | [40 empty] | #VALUE! | #VALUE! | #VALUE! | 1.02 | Construction of chamber for 100mm sluice plates | item2 | 213 | Nos
10 | Reinforced cement concrete work in walls (any thickness), includingattached pilasters, buttresses, plinth and string courses, fillets, columns, pillars, piers, abutments, posts and struts etc. above plinth level up to floor five level, excluding cost of centering, shuttering, finishing and reinforcement : 1:1.5:3 (1 cement : 1.5 coarse sand(zone-III) derived from natural sources : 3 graded stone aggregate 20 mm nominal size derived from natural sources) | Item 16 | 4.88 | cum |  |  |  | Excess(+) | 1 | Full Conversion | INR | [40 empty] | #VALUE! | #VALUE! | #VALUE! | 1.02 | Construction of chamber for 100mm sluice plates | item2 | 213 | Nos
11 | Brick work with common burnt clay F.P.S. (non modular) bricks of class designation 7.5 in foundation and plinth in: Cement mortar 1:4 (1 cement : 4 coarse sand) | Item 17 | 2.23 | Cum |  |  |  | Excess(+) | 1 | Full Conversion | INR | [40 empty] | #VALUE! | #VALUE! | #VALUE! | 1.02 | Construction of chamber for 100mm sluice plates | item2 | 213 | Nos
12 | Half brick masonry with common burnt clay F.P.S. (non modular) bricks of class designation 7.5 in superstructure above plinth level up to floor V level. Cement mortar 1:4 (1 cement :4 coarse sand). | Item 18 | 29.07 | Sq.m |  |  |  | Excess(+) | 1 | Full Conversion | INR | [40 empty] | #VALUE! | #VALUE! | #VALUE! | 1.02 | Construction of chamber for 100mm sluice plates | item2 | 213 | Nos
13 | 12 mm cement plaster of mix : 1:4 (1 cement: 4 fine sand) | Item 19 | 97.76 | Sq.m |  |  |  | Excess(+) | 1 | Full Conversion | INR | [40 empty] | #VALUE! | #VALUE! | #VALUE! | 1.02 | Construction of chamber for 100mm sluice plates | item2 | 213 | Nos
14 | Applying priming coats with primer of approved brand and manufacture, having low VOC (Volatile Organic Compound ) content. With water thinnable cement primer on wall surface having VOC content less than 50 grams/litre. | Item 20 | 148.29 | Sq.m |  |  |  | Excess(+) | 1 | Full Conversion | INR | [40 empty] | #VALUE! | #VALUE! | #VALUE! | 1.02 | Construction of chamber for 100mm sluice plates | item2 | 213 | Nos
15 | Wall painting with acrylic emulsion paint, having VOC (Volatile Organic Compound ) content less than 50 grams/ litre, of approved brand and manufacture, including applying additional coats wherever required, to achieve even shade and colour. Two coats. | Item 21 | 148.29 | Sq.m |  |  |  | Excess(+) | 1 | Full Conversion | INR | [40 empty] | #VALUE! | #VALUE! | #VALUE! | 1.02 | Construction of chamber for 100mm sluice plates | item2 | 213 | Nos
Total in Figures | [51 empty] | #VALUE! | #VALUE! | #VALUE! | 4 | Construction of chamber for 100mm sluice plates | item5 | 10 | Nos
Quoted Rate in Figures |  |  |  | Select | [47 empty] | 0 | 0 | #VALUE!
Quoted Rate in Words |  | #VALUE!
Validate
Print
Help

## BoQ11 (hidden)
Item Rate BoQ
BoQ_Ver3.0 | Item Rate | Normal | INR Only | INR
Select, Excess (+), Less (-) |  | Less (-)
Tender Inviting Authority: MD, AEGCL
Name of Work: Turnkey Construction of a 132kV Railway Traction Bay at 132kV Dullavchera GSS, AEGCL respectively including Supply of Bay Equipment and line bay materials and associated works etc [ Schedule 7-Dismantling (transformer Shifting) at 132kV Dullavchera GSS]
Contract No: Nil
Name of the Bidder/ Bidding Firm / Company :
PRICE SCHEDULE (This BOQ template must not be modified/replaced by the bidder and the same should be uploaded after filling the relevent columns, else the bidder is liable to be rejected for this tender. Bidders are allowed to enter the Bidder Name and Values only )
NUMBER # | TEXT # | TEXT # | NUMBER # | TEXT # | NUMBER | NUMBER | TEXT | TEXT # | NUMBER # | TEXT# | TEXT # | NUMBER # | NUMBER | NUMBER | NUMBER | NUMBER | TEXT | TEXT | NUMBER | NUMBER | NUMBER | NUMBER | TEXT | TEXT | NUMBER | NUMBER | NUMBER | NUMBER | TEXT | TEXT | NUMBER | NUMBER | NUMBER | NUMBER | TEXT | TEXT | NUMBER | NUMBER | NUMBER | NUMBER | TEXT | TEXT | NUMBER | NUMBER | NUMBER # | NUMBER # | TEXT | TEXT | NUMBER # | NUMBER # | DATE | NUMBER # | NUMBER # | TEXT #
Sl. No. | Item Description | Item Code / Make | Quantity | Units | Estimated Rate in Rs. P |  |  | Addition / Deduction | Addition / Deduction Values | Currency Convertion against each Item | Quoted Currency in INR / Other Currency | Unit ETC Rate (exclusive of taxes) In Figures To be entered by the Bidder in Rs. P | Excise Duty | VAT | Freight and Insurance Charges ( incl Unloading & Stacking) | Any Other Taxes/Duties/Levies |  |  | Other Taxes 2 | IIIrd Party i.e DGS&D / RITES etc Inspection Charges @0.34%+Service Tax | Less for Cenvat Credit,if any respect of Supplies Under full Excise Duty Category | [30 empty] | TOTAL ETC (Without Taxes) in Rs. P | TOTAL AMOUNT With Taxes | TOTAL AMOUNT In Words
1 | 2 | 3 | 4 | 5 | 6 | 7 | 8 | 9 | 10 | 11 | 12 | 13 | 14 | 15 | 16 | 17 | 18 | 19 | 20 | 21 | 22 | 23 | 24 | 25 | 26 | 27 | 28 | 29 | 30 | 31 | 32 | 33 | 34 | 35 | 36 | 37 | 38 | 39 | 40 | 41 | 42 | 43 | 44 | 45 | 46 | 47 | 48 | 49 | 50 | 51 | 52 | 53 | 54 | 55
1 | Dismantling of GI tower/Structure members including stocking at required stock yard as instructed by site engineer. | Item 7 | 27.68 | MT |  |  |  | Excess(+) | 1 | Full Conversion | INR | [40 empty] | #VALUE! | #VALUE! | #VALUE! | 1.02 | Construction of chamber for 100mm sluice plates | item2 | 213 | Nos
2 | Dismantling of (With structure including all necessary associated works) | Item 8 | [52 empty] | 1 | Construction of chamber for 100mm sluices valve | item1 | 10 | 1 Nos
2.1 | 132 KV Isolator | Item 9 | 3 | set |  |  |  | Excess(+) | 1 | Full Conversion | INR | [40 empty] | #VALUE! | #VALUE! | #VALUE! | 1.02 | Construction of chamber for 100mm sluice plates | item2 | 213 | Nos
2.2 | 132 kV CT | Item 10 | 6 | No. |  |  |  | Excess(+) | 1 | Full Conversion | INR | [40 empty] | #VALUE! | #VALUE! | #VALUE! | 1.02 | Construction of chamber for 100mm sluice plates | item2 | 213 | Nos
2.3 | 132 kV PT | Item 11 | 3 | No. |  |  |  | Excess(+) | 1 | Full Conversion | INR | [40 empty] | #VALUE! | #VALUE! | #VALUE! | 1.02 | Construction of chamber for 100mm sluice plates | item2 | 213 | Nos
2.4 | 132 kV LA | Item 12 | 6 | No. |  |  |  | Excess(+) | 1 | Full Conversion | INR | [40 empty] | #VALUE! | #VALUE! | #VALUE! | 1.02 | Construction of chamber for 100mm sluice plates | item2 | 213 | Nos
2.5 | 132 KV Circuit Breaker | Item 13 | 2 | Set |  |  |  | Excess(+) | 1 | Full Conversion | INR | [40 empty] | #VALUE! | #VALUE! | #VALUE! | 1.02 | Construction of chamber for 100mm sluice plates | item2 | 213 | Nos
2.6 | 33kV Circuit Breaker | Item 14 | 2 | set |  |  |  | Excess(+) | 1 | Full Conversion | INR | [40 empty] | #VALUE! | #VALUE! | #VALUE! | 1.02 | Construction of chamber for 100mm sluice plates | item2 | 213 | Nos
2.7 | 33kV PT | Item 15 | 6 | No. |  |  |  | Excess(+) | 1 | Full Conversion | INR | [40 empty] | #VALUE! | #VALUE! | #VALUE! | 1.02 | Construction of chamber for 100mm sluice plates | item2 | 213 | Nos
2.8 | 33kV LA | Item 16 | 6 | No. |  |  |  | Excess(+) | 1 | Full Conversion | INR | [40 empty] | #VALUE! | #VALUE! | #VALUE! | 1.02 | Construction of chamber for 100mm sluice plates | item2 | 213 | Nos
2.9 | 33 kV CT | Item 17 | 6 | No. |  |  |  | Excess(+) | 1 | Full Conversion | INR | [40 empty] | #VALUE! | #VALUE! | #VALUE! | 1.02 | Construction of chamber for 100mm sluice plates | item2 | 213 | Nos
2.91 | 33 KV Isolator | Item 18 | 6 | set |  |  |  | Excess(+) | 1 | Full Conversion | INR | [40 empty] | #VALUE! | #VALUE! | #VALUE! | 1.02 | Construction of chamber for 100mm sluice plates | item2 | 213 | Nos
3 | Dismantling of Droppings/Jumpers at | Item 19 | [52 empty] | 1 | Construction of chamber for 100mm sluices valve | item1 | 10 | 1 Nos
3.1 | 132 KV Isolator- 03 Set. @ 06 nos./ Isolator= 3X 6nos =18 nos | Item 20 | 18 | Nos. |  |  |  | Excess(+) | 1 | Full Conversion | INR | [40 empty] | #VALUE! | #VALUE! | #VALUE! | 1.02 | Construction of chamber for 100mm sluice plates | item2 | 213 | Nos
3.2 | 132 kV CT 06 Nos. @ 02 nos./CT= 6X 2nos =12 nos | Item 21 | 12 | Nos. |  |  |  | Excess(+) | 1 | Full Conversion | INR | [40 empty] | #VALUE! | #VALUE! | #VALUE! | 1.02 | Construction of chamber for 100mm sluice plates | item2 | 213 | Nos
3.3 | 132 kV PT 3 Nos. @ 01 nos./PT= 3X 1 no. =3 no. | Item 22 | 3 | Nos. |  |  |  | Excess(+) | 1 | Full Conversion | INR | [40 empty] | #VALUE! | #VALUE! | #VALUE! | 1.02 | Construction of chamber for 100mm sluice plates | item2 | 213 | Nos
3.4 | 132 kV LA/PI -12 Nos. @ 01 nos./LA/PI= 1X 12 nos =12 nos | Item 23 | 12 | Nos. |  |  |  | Excess(+) | 1 | Full Conversion | INR | [40 empty] | #VALUE! | #VALUE! | #VALUE! | 1.02 | Construction of chamber for 100mm sluice plates | item2 | 213 | Nos
3.5 | Drop at 132 KV Circuit Breaker -02 Nos. @ 06 nos./ CB= 2X 6nos =12 nos | Item 24 | 12 | Nos. |  |  |  | Excess(+) | 1 | Full Conversion | INR | [40 empty] | #VALUE! | #VALUE! | #VALUE! | 1.02 | Construction of chamber for 100mm sluice plates | item2 | 213 | Nos
3.6 | Drop at 33 KV SF6 CB -02 No @ 06 nos./ CB= 2X 6nos = 12 nos | Item 25 | 12 | Nos. |  |  |  | Excess(+) | 1 | Full Conversion | INR | [40 empty] | #VALUE! | #VALUE! | #VALUE! | 1.02 | Construction of chamber for 100mm sluice plates | item2 | 213 | Nos
3.7 | Drop at 33kV PT -06 Nos. @ 01 nos./PT= 1X 6 no. = 6 no. | Item 26 | 6 | Nos. |  |  |  | Excess(+) | 1 | Full Conversion | INR | [40 empty] | #VALUE! | #VALUE! | #VALUE! | 1.02 | Construction of chamber for 100mm sluice plates | item2 | 213 | Nos
3.8 | Drop at 33kV CT -6 Nos. @ 02 nos./CT= 6X 2nos =12 nos | Item 27 | 12 | Nos. |  |  |  | Excess(+) | 1 | Full Conversion | INR | [40 empty] | #VALUE! | #VALUE! | #VALUE! | 1.02 | Construction of chamber for 100mm sluice plates | item2 | 213 | Nos
3.9 | Drop at 33 KV Isolator-06 Set @ 06 nos./ Isolator= 6X 6nos =36 nos | Item 28 | 36 | Nos. |  |  |  | Excess(+) | 1 | Full Conversion | INR | [40 empty] | #VALUE! | #VALUE! | #VALUE! | 1.02 | Construction of chamber for 100mm sluice plates | item2 | 213 | Nos
3.91 | Drop at 33 kv Bus & Bay. For 3 outgoing LV feeder @ 3 nos / feeder=3 feederx3nos.=9 nos. | Item 29 | 9 | Nos. |  |  |  | Excess(+) | 1 | Full Conversion | INR | [40 empty] | #VALUE! | #VALUE! | #VALUE! | 1.02 | Construction of chamber for 100mm sluice plates | item2 | 213 | Nos
4 | Dismantaling of 33 KV BUS-I (ACSR Panther) | Item 30 | [52 empty] | 1 | Construction of chamber for 100mm sluices valve | item1 | 10 | 1 Nos
4.1 | Skilled Labour | Item 31 | 30 | Man Days |  |  |  | Excess(+) | 1 | Full Conversion | INR | [40 empty] | #VALUE! | #VALUE! | #VALUE! | 1.02 | Construction of chamber for 100mm sluice plates | item2 | 213 | Nos
4.2 | Unskilled Labour | Item 32 | 48 | Man Days |  |  |  | Excess(+) | 1 | Full Conversion | INR | [40 empty] | #VALUE! | #VALUE! | #VALUE! | 1.02 | Construction of chamber for 100mm sluice plates | item2 | 213 | Nos
5 | Dismantaling of 33 KV BUS-II (ACSR Panther) | Item 33 | [52 empty] | 1 | Construction of chamber for 100mm sluices valve | item1 | 10 | 1 Nos
5.1 | Skilled Labour | Item 34 | 30 | Man Days |  |  |  | Excess(+) | 1 | Full Conversion | INR | [40 empty] | #VALUE! | #VALUE! | #VALUE! | 1.02 | Construction of chamber for 100mm sluice plates | item2 | 213 | Nos
5.2 | Unskilled Labour | Item 35 | 48 | Man Days |  |  |  | Excess(+) | 1 | Full Conversion | INR | [40 empty] | #VALUE! | #VALUE! | #VALUE! | 1.02 | Construction of chamber for 100mm sluice plates | item2 | 213 | Nos
6 | Dismantaling of 132 KV Main BUS (ACSR Panther ) | Item 36 | [52 empty] | 1 | Construction of chamber for 100mm sluices valve | item1 | 10 | 1 Nos
6.1 | Skilled Labour | Item 37 | 30 | Man Days |  |  |  | Excess(+) | 1 | Full Conversion | INR | [40 empty] | #VALUE! | #VALUE! | #VALUE! | 1.02 | Construction of chamber for 100mm sluice plates | item2 | 213 | Nos
6.2 | Unskilled Labour | Item 38 | 48 | Man Days |  |  |  | Excess(+) | 1 | Full Conversion | INR | [40 empty] | #VALUE! | #VALUE! | #VALUE! | 1.02 | Construction of chamber for 100mm sluice plates | item2 | 213 | Nos
7 | Dismantaling of 132 KV AUXILLIARY BUS (ACSR Panther ) | Item 39 | [52 empty] | 1 | Construction of chamber for 100mm sluices valve | item1 | 10 | 1 Nos
7.1 | Skilled Labour | Item 40 | 30 | Man Days |  |  |  | Excess(+) | 1 | Full Conversion | INR | [40 empty] | #VALUE! | #VALUE! | #VALUE! | 1.02 | Construction of chamber for 100mm sluice plates | item2 | 213 | Nos
7.2 | Unskilled Labour | Item 41 | 48 | Man Days |  |  |  | Excess(+) | 1 | Full Conversion | INR | [40 empty] | #VALUE! | #VALUE! | #VALUE! | 1.02 | Construction of chamber for 100mm sluice plates | item2 | 213 | Nos
8 | Dismantaling of Abandoned 66 KV BUS (ACSR Panther ) | Item 42 | [52 empty] | 1 | Construction of chamber for 100mm sluices valve | item1 | 10 | 1 Nos
8.1 | Skilled Labour | Item 43 | 18 | Man Days |  |  |  | Excess(+) | 1 | Full Conversion | INR | [40 empty] | #VALUE! | #VALUE! | #VALUE! | 1.02 | Construction of chamber for 100mm sluice plates | item2 | 213 | Nos
8.2 | Unskilled Labour | Item 44 | 30 | Man Days |  |  |  | Excess(+) | 1 | Full Conversion | INR | [40 empty] | #VALUE! | #VALUE! | #VALUE! | 1.02 | Construction of chamber for 100mm sluice plates | item2 | 213 | Nos
9 | Dismantaling of Auxilliary transformer on 33 kV Bus I and shifting to a new position | Item 45 | [52 empty] | 1 | Construction of chamber for 100mm sluices valve | item1 | 10 | 1 Nos
9.1 | Skilled Labour | Item 46 | 8 | Man Days |  |  |  | Excess(+) | 1 | Full Conversion | INR | [40 empty] | #VALUE! | #VALUE! | #VALUE! | 1.02 | Construction of chamber for 100mm sluice plates | item2 | 213 | Nos
9.2 | Unskilled Labour | Item 47 | 20 | Man Days |  |  |  | Excess(+) | 1 | Full Conversion | INR | [40 empty] | #VALUE! | #VALUE! | #VALUE! | 1.02 | Construction of chamber for 100mm sluice plates | item2 | 213 | Nos
10 | Demolishing of Foundations (RCC work) at different mountings, structures, poles,transformer pads etc. including disposal of debris within 50 mtrs. as directed. | Item 48 | 204.44 | CuM |  |  |  | Excess(+) | 1 | Full Conversion | INR | [40 empty] | #VALUE! | #VALUE! | #VALUE! | 1.02 | Construction of chamber for 100mm sluice plates | item2 | 213 | Nos
11 | Shifting of 25 MVA, 132/33kV PTR from existing location to new location within the switchyard to free up space for new proposed 132 kV Railway bay | Item 49 | [52 empty] | 1 | Construction of chamber for 100mm sluices valve | item1 | 10 | 1 Nos
11.1 | Dismantling and packing of accessories like HV and LV bushings, radiators, conservator tank etc along with dragging of transformer oil and sealing in oil drum and sealing of the transformer by dummy plates. | Item 50 | 1 | Job |  |  |  | Excess(+) | 1 | Full Conversion | INR | [40 empty] | #VALUE! | #VALUE! | #VALUE! | 1.02 | Construction of chamber for 100mm sluice plates | item2 | 213 | Nos
11.2 | Dragging of 25 MVA Transformer for a distance of 100 mtr. Total Weight: 49000 kg=49 MT | Item 51 | 100 | m |  |  |  | Excess(+) | 1 | Full Conversion | INR | [40 empty] | #VALUE! | #VALUE! | #VALUE! | 1.02 | Construction of chamber for 100mm sluice plates | item2 | 213 | Nos
11.3 | Installation, testing and commissioning of the 25 MVA, 132/33 kV Transformer | Item 52 | 1 | Job |  |  |  | Excess(+) | 1 | Full Conversion | INR | [40 empty] | #VALUE! | #VALUE! | #VALUE! | 1.02 | Construction of chamber for 100mm sluice plates | item2 | 213 | Nos
12 | Dismantling of Control and power cables from within the existing cable trenches and storing at a suitable place within switchyard | Item 53 | 1 | LS |  |  |  | Excess(+) | 1 | Full Conversion | INR | [40 empty] | #VALUE! | #VALUE! | #VALUE! | 1.02 | Construction of chamber for 100mm sluice plates | item2 | 213 | Nos
Total in Figures | [51 empty] | #VALUE! | #VALUE! | #VALUE! | 4 | Construction of chamber for 100mm sluice plates | item5 | 10 | Nos
Quoted Rate in Figures |  |  |  | Select | [47 empty] | 0 | 0 | #VALUE!
Quoted Rate in Words |  | #VALUE!
Validate
Print
Help

## Macros
Please Enable Macros to View BoQ information